## INFO
This spreadsheet:
This spreadsheet is part of a series, to support the implementation and use of the set of (CEN, ISO) EPB standards
(see below)
Main related standard(s): | EN 15378-3 Energy performance of buildings - Method for calculation of the design heat load - Domestic hot water systems heat load and characterisation of needs,
Spreadsheet created by: | Laurent Socal (EPB Center expert)
with input from several other experts also involved in the development of this standard
Contact: | https://epb.center/contact/
Date: | 2021-09-02
Replaces file: N.A. Date: N.A.
Detailed info: | See sheet "Explanation"
The series of spreadsheets to support the implementation and use of the set of EPB standards:
EPB spreadsheets: | This spreadsheet is part of a series of spreadsheets to support the implementation and use of the set of (CEN, ISO) EPB standards
Each of these spreadsheets complies with a specific template and follows specific rules
Main purpose: | The main purpose of these EPB spreadsheets is to support the implementation and use of the standards.
They aim to demonstrate the validity of the calculation procedures and the required input and provided output data defined in the standard.
They support the expert user of the standards, in particular those who want to review the content of the standard and those who want to translate the standard into software, to understand the correct interpretation of the formulae and calculation steps in the standard, or e.g. to explore the sensitivity for variations in input values.
Some spreadsheets have been further developed to include more advanced features or to become more user friendly (see sheet "Explanation")
Limitations: | In general, these spreadsheets do not cover the full range of calculation options that are possible according to the standard to which it applies. This concerns e.g. the number of instances of a variable, the number of time intervals and/or special calculation cases.
These spreadsheets cover only a single or a cluster of EPB standards and are not meant to perform a full energy performance calculation.
Note also that these spreadsheets are mainly intended for testing and demonstration and therefore not aiming to be user friendly or to be protected against wrong or improper use.
The spreadsheets related to the EPB standards are provided to demonstrate specific elements of the calculation procedures in the relevant standard(s). Consequently, they do not replace the EPB standards, but they shall be used along with the EPB standards.
Responsible: | In general, the preparation of the spreadsheet is a collective process in which several experts (including main developers of the standard) are involved
See "Background" below for information on the first versions of (most of) these spreadsheets
Acknowledgement: | The EPB spreadsheets produced or upgraded after 2018 have been prepared under a contract with the European Union, represented by the European Commission (Service contract ENER/C3/2017-437/SI2-785.185). Start: 21 September 2018 for 3 years. See "Background" for information on previous (2012-2017) versions of many of these spreadsheets
Disclaimer: | Although these spreadsheets have been developed with care, neither the authors or contributors warrant that the calculations and procedures in this spreadsheet are free of errors. The EPB Center expressly disclaims any liability or responsibility arising from use of this spreadsheet, or any consequences thereof. Any responsibility arising from the use of this spreadsheet lies with the user.
The information and views set out in this document are those of the author(s) and do not necessarily reflect the official opinion of the European Union. Neither the European Union institutions and bodies nor any person acting on their behalf may be held responsible for the use which may be made of the information contained therein.
Terms of use: | The user is not allowed to redistribute a modified version of this spreadsheet.
The author(s) would appreciate your feed back on the spreadsheet (see Contact above)
More information: | www.epb.center
Background: | First published versions of these spreadsheets were developed during 2012-2017, in the framework of the preparation and revision of the set of EN or ISO standards on the energy performance of buildings, to support the European "Energy Performance of Buildings Directive" recast 2010, under Mandate M/480 of the European Commission to CEN.
These first versions were meant for use by CEN and ISO Technical Committee(s) and the Working Group(s) working on the preparation or revision of the EPB-standard to which this spreadsheet applies.
These first public versions of the spreadsheets were mainly intended to support checking that all formulae in the standard under development were consistent and could be linked with other relevant (EPB) standards.
Many of these spreadsheets have been developed parallel to the preparation of the set of EPB standards under the M/480 mandate from the European Commission (2012 - 2017) and do not necessarily reflect the final status of the standard.
More information:
https://epb.center/epb-standards/background/

## Explanation
EPB standard: | EN 12831-3:2017 | Energy performance of buildings - Method for the calculation of the design heat load - Part 3: Domestic hot water systems heat load and characterisation of needs, Module M8-2, M8-3
Responsible in ISO and/or CEN: |  | CEN/TC 228
Convention: | Font colors and/or cell shading on calculation sheet(s):
| Yellow background | Input data
| black upright font | Calculated, headings
| Italic | General comment
| Italic red | Comment on spreadsheet
| Italic blue | Comments on supported standard
Run: | This sheet has no calculation macro because the scope is assembling a data series which will be a fixed input
There is no need of simultaneous calculation together with other modules (at least not yet identified)
There are no macros in this file
Status: | Published
NOTE: there was no previous spreadsheet for EN 12831-3
Main features: | The purpose of this spreadsheet is to generate time series for the domestic hot water needs
The operating conditions are given as daily tapping profiles for work days, holidays and possibly Saturdays
The data for the typical days are assembled to generate the full year time series.
The sheet "Interface" is used to specify all required input data
A calendar is generated below the data input interface
Calendar features: define year, distinction between week-days, Saturdays and holidays,
automatic Easter, possibile definition and inclusion/exclusion of a list of holidays
Use the spreadsheet for EN 16798-1 for more features about the calendar
The sheet "Method_input" is a copy of the whole input data set.
The sheet "Method_calculation" is the calculation of daily needs
The sheet "Method_output" is a copy of the standard output data set.
The sheet "Output_interface" provides the monthly and yearly data output
The sheet "Annex_B" contains the default data tables
The sheet "Lists_&_data" contains utility lists
The following sheets contain the hourly tapping patterns for selected space categories
Time intervals and period: | This calculation covers a full year of hourly and monthly calculations
Main limitations: | None relevant
Files needed: | This file has no input from other files
Protection: | The macro and formulae have been protected against editing.
The main reason is to prevent uncontrolled use and to keep technical support manageable
Why a macro? | There is no macro in this spreadsheet
More information: | Additional calendar functions are available using the spreadsheet for EN 16798-1 with
data from "Method_output" of this sheet
Links: | https://epb.center/support/documents/en-12831-3/
includes also links to published articles and more
https://epb.center/support/documents/centr-12831-4/
Overview of the meaning of each sheet in this file
Sheet |  | Description | Tab colour coding is used to facilitate navigation:
INFO |  | Common info for all EPB spreadsheets, including DISCLAIMER | Red tab colour (do not touch) for INFO, Explanation and History
Explanation |  | Explanation on this spreadsheet on EN 12831-3
Interface |  | Data input interface | Blue tab colour for interfaces
Method_input |  | Complete data input set | Green tab colour for Main sheets
Method_calcualation |  | Calculation of daily needs
Method_output |  | Output data set of the standard
Output_interface |  | Data output interface
Annex B |  | Default data archive | White tab for utility sheets
Lists_&_data |  | Utility lists and data
Profile_name |  | Tapping patterns archive | Grey tab for tapping pattern profiles
History of this spreadsheet
Date | Developer | Description
2021-09-02 | Laurent Socal | First issue published
To be done
Date | Developer | Description | NOTES
Align hourly and monthly calculation with standard template

## Interface
Please provide in this sheet all the required data for the calculation | [11 empty] | Selection
The required input shall be inserted in the yellow areas
Depending on the choice a different input may be required
DATA FOR THE DEFINITION OF AVERAGE DAILY NEEDS
Operating conditions data
Delivery water temperature |  |  |  | ϑW,draw | °C | 42 |  | These are the conditions for the energy performance calculation
Cold water temperature |  |  |  | ϑW,c | °C | 11.2 |  | This value can be time dependent
Constants and physical data
Water density |  |  |  | ρW | kg/m³ | 1000
Water specific heat |  |  |  | cW | kWh/kg K | 0.00116
Calculation method selection
Volume based on type of building | [7 empty] | Click and select the desired calculation method |  |  |  | 3 | <-- main calculation selection
kWh based on number of units
Retail shop/department store | [11 empty] | 5 | <-- type of building when using kWh based on number of units
Type of units | [5 empty] | employees
Specific energy need |  |  |  | qW,b,d | kWh/unit d | 1
Number of units (employees) |  |  |  | nu | - | 60
Reference hot water temperature |  |  |  | θW;h;ref | °C | 60
Reference cold water temperature |  |  |  | θW;c;ref | °C | 13.5
kWh based on floor area
School without showers | [11 empty] | 3 | <-- type of building when using kWh based on area
Specific energy need |  |  |  | qW,b,d | kWh/m² d | 0.17
Floor area |  |  |  | A | m² | 1000
Reference hot water temperature |  |  |  | θW;h;ref | °C | 60
Reference cold water temperature |  |  |  | θW;c;ref | °C | 13.5
Volume based on type of building
Education | [11 empty] | 7 | <-- type of building when using volume needs
Type of units | [5 empty] | Students | [5 empty] | FALSE | <-- Check if a dwelling was selected
Number of units (Students) |  |  |  | nu | - | 10
Specific energy need |  |  |  | qW,b,d | l/unit d | 0
Floor area of dwelling |  |  |  | A | m² | 142
Calculation method of water volume
Use table B.5 | [11 empty] | 2 | <-- Type of volume calculation for dwellings
Volume need per equivalent adult
single family dwellings AVG |  |  |  |  | l/p day | 55 | [5 empty] | 8 | <-- Selection of volume per person when usiong table B.5
Reference hot water temperature |  |  |  | θW;h;ref | °C | 60
Reference cold water temperature |  |  |  | θW;c;ref | °C | 13.5
DATA FOR THE DEFINITION OF THE HOURLY PROFILE
Hourly profile selection
13
Relative fraction of daily needs
Hour | Workday | Saturday | Holiday
| xW;nd;d;h,i;wrk | xW;nd;d;h,i | xW;nd;d;h,i
1 | 0 | 0 | 0
2 | 0 | 0 | 0
3 | 0 | 0 | 0
4 | 0 | 0 | 0
5 | 0 | 0 | 0
6 | 0 | 0 | 0
7 | 0 | 0 | 0
8 | 0 | 0 | 0
9 | 5 | 5 | 0
10 | 10 | 10 | 0
11 | 10 | 10 | 0
12 | 10 | 10 | 0
13 | 20 | 5 | 0
14 | 10 | 0 | 0
15 | 10 | 0 | 0
16 | 10 | 0 | 0
17 | 10 | 0 | 0
18 | 5 | 0 | 0
19 | 0 | 0 | 0
20 | 0 | 0 | 0
21 | 0 | 0 | 0
22 | 0 | 0 | 0
23 | 0 | 0 | 0
24 | 0 | 0 | 0
TOTAL | 100 | 40 | 0
COMMENTS AND HINTS
Year | 2015 |  | <-- Please input the year for which to calculate weekdays, Sundays, and holidays | [5 empty] | <----
Holidays | [8 empty] | Non-leap year beginning
Date | Month | Day | Description |  |  |  |  | Include ? | with a defined week day |  |  | Include
|  |  | Easter (automatic up to 2078) |  |  |  |  | No | 1 | Monday | 2018 | FALSE
|  |  | Easter Monday |  |  |  |  | No | 2 | Tuesday | 2019 | FALSE
|  |  | Ascensione |  |  |  |  | No | 3 | Wednesday | 2014 | FALSE
|  |  | Pentecoste |  |  |  |  | No | 4 | Thursday | 2015 | FALSE
| 12 | 25 | Christmas |  |  |  |  | No | 5 | Friday | 2010 | FALSE
| 12 | 26 | Saint Stephan |  |  |  |  | No | 6 | Saturday | 2011 | FALSE
| 1 | 1 | New year |  |  |  |  | No | 7 | Sunday | 2017 | FALSE
|  |  | Your holiday 1 |  |  |  |  | No |  |  |  | FALSE
|  |  | Your holiday 2 |  |  |  |  | No |  |  |  | FALSE
|  |  | Your holiday 3 |  |  |  |  | No |  |  |  | FALSE
|  |  | Your holiday 4 |  |  |  |  | No |  |  |  | FALSE
|  |  | Your holiday 5 |  |  |  |  | No |  |  |  | FALSE
|  |  | Your holiday 6 |  |  |  |  | No |  |  |  | FALSE
|  |  | Your holiday 7 |  |  |  |  | No |  |  |  | FALSE
|  |  | Your holiday 8 |  |  |  |  | No |  |  |  | FALSE
|  |  | Your holiday 9 |  |  |  |  | No |  |  |  | FALSE
|  |  | Your holiday 10 |  |  |  |  | No |  |  |  | FALSE
|  |  | Your holiday 11 |  |  |  |  | No |  |  |  | FALSE
|  |  | Your holiday 12 |  |  |  |  | No |  |  |  | FALSE
|  |  | Last holiday |  |  |  |  | No |  |  |  | FALSE
RESULTS |  |  |  | Category
nday;wrk | 261 | Codes 1 to 5 |  | wrk | Workdays
nday;sat | 52 | Code 6 |  | sat | Saturdays
nday;hol | 52 | Code 7 |  | hol | Sundays and holidays
nday;tot | 365 |  |  |  | Number of days in the year
Generated calendar for the selected year
Day | Is holiday? | Type | Category |  | Type code | Number | Description
2015-01-01 | FALSE | 4 | WRK |  | 1 | 52 | Lunedì lavorativo
2015-01-02 | FALSE | 5 | WRK |  | 2 | 52 | Martedì lavorativo
2015-01-03 | FALSE | 6 | SAT |  | 3 | 52 | Mercoledì lavorativo
2015-01-04 | FALSE | 7 | HOL |  | 4 | 53 | Giovedì lavorativo
2015-01-05 | FALSE | 1 | WRK |  | 5 | 52 | Venerdì lavorativo
2015-01-06 | FALSE | 2 | WRK |  | 6 | 52 | Sabato
2015-01-07 | FALSE | 3 | WRK |  | 7 | 52 | Domenica e feste
2015-01-08 | FALSE | 4 | WRK |  |  | 365 | Totale
2015-01-09 | FALSE | 5 | WRK
2015-01-10 | FALSE | 6 | SAT
2015-01-11 | FALSE | 7 | HOL
2015-01-12 | FALSE | 1 | WRK
2015-01-13 | FALSE | 2 | WRK
2015-01-14 | FALSE | 3 | WRK
2015-01-15 | FALSE | 4 | WRK
2015-01-16 | FALSE | 5 | WRK
2015-01-17 | FALSE | 6 | SAT
2015-01-18 | FALSE | 7 | HOL
2015-01-19 | FALSE | 1 | WRK
2015-01-20 | FALSE | 2 | WRK
2015-01-21 | FALSE | 3 | WRK
2015-01-22 | FALSE | 4 | WRK
2015-01-23 | FALSE | 5 | WRK
2015-01-24 | FALSE | 6 | SAT
2015-01-25 | FALSE | 7 | HOL
2015-01-26 | FALSE | 1 | WRK
2015-01-27 | FALSE | 2 | WRK
2015-01-28 | FALSE | 3 | WRK
2015-01-29 | FALSE | 4 | WRK
2015-01-30 | FALSE | 5 | WRK
2015-01-31 | FALSE | 6 | SAT
2015-02-01 | FALSE | 7 | HOL
2015-02-02 | FALSE | 1 | WRK
2015-02-03 | FALSE | 2 | WRK
2015-02-04 | FALSE | 3 | WRK
2015-02-05 | FALSE | 4 | WRK
2015-02-06 | FALSE | 5 | WRK
2015-02-07 | FALSE | 6 | SAT
2015-02-08 | FALSE | 7 | HOL
2015-02-09 | FALSE | 1 | WRK
2015-02-10 | FALSE | 2 | WRK
2015-02-11 | FALSE | 3 | WRK
2015-02-12 | FALSE | 4 | WRK
2015-02-13 | FALSE | 5 | WRK
2015-02-14 | FALSE | 6 | SAT
2015-02-15 | FALSE | 7 | HOL
2015-02-16 | FALSE | 1 | WRK
2015-02-17 | FALSE | 2 | WRK
2015-02-18 | FALSE | 3 | WRK
2015-02-19 | FALSE | 4 | WRK
2015-02-20 | FALSE | 5 | WRK
2015-02-21 | FALSE | 6 | SAT
2015-02-22 | FALSE | 7 | HOL
2015-02-23 | FALSE | 1 | WRK
2015-02-24 | FALSE | 2 | WRK
2015-02-25 | FALSE | 3 | WRK
2015-02-26 | FALSE | 4 | WRK
2015-02-27 | FALSE | 5 | WRK
2015-02-28 | FALSE | 6 | SAT
2015-03-01 | FALSE | 7 | HOL
2015-03-02 | FALSE | 1 | WRK
2015-03-03 | FALSE | 2 | WRK
2015-03-04 | FALSE | 3 | WRK
2015-03-05 | FALSE | 4 | WRK
2015-03-06 | FALSE | 5 | WRK
2015-03-07 | FALSE | 6 | SAT
2015-03-08 | FALSE | 7 | HOL
2015-03-09 | FALSE | 1 | WRK
2015-03-10 | FALSE | 2 | WRK
2015-03-11 | FALSE | 3 | WRK
2015-03-12 | FALSE | 4 | WRK
2015-03-13 | FALSE | 5 | WRK
2015-03-14 | FALSE | 6 | SAT
2015-03-15 | FALSE | 7 | HOL
2015-03-16 | FALSE | 1 | WRK
2015-03-17 | FALSE | 2 | WRK
2015-03-18 | FALSE | 3 | WRK
2015-03-19 | FALSE | 4 | WRK
2015-03-20 | FALSE | 5 | WRK
2015-03-21 | FALSE | 6 | SAT
2015-03-22 | FALSE | 7 | HOL
2015-03-23 | FALSE | 1 | WRK
2015-03-24 | FALSE | 2 | WRK
2015-03-25 | FALSE | 3 | WRK
2015-03-26 | FALSE | 4 | WRK
2015-03-27 | FALSE | 5 | WRK
2015-03-28 | FALSE | 6 | SAT
2015-03-29 | FALSE | 7 | HOL
2015-03-30 | FALSE | 1 | WRK
2015-03-31 | FALSE | 2 | WRK
2015-04-01 | FALSE | 3 | WRK
2015-04-02 | FALSE | 4 | WRK
2015-04-03 | FALSE | 5 | WRK
2015-04-04 | FALSE | 6 | SAT
2015-04-05 | FALSE | 7 | HOL
2015-04-06 | FALSE | 1 | WRK
2015-04-07 | FALSE | 2 | WRK
2015-04-08 | FALSE | 3 | WRK
2015-04-09 | FALSE | 4 | WRK
2015-04-10 | FALSE | 5 | WRK
2015-04-11 | FALSE | 6 | SAT
2015-04-12 | FALSE | 7 | HOL
2015-04-13 | FALSE | 1 | WRK
2015-04-14 | FALSE | 2 | WRK
2015-04-15 | FALSE | 3 | WRK
2015-04-16 | FALSE | 4 | WRK
2015-04-17 | FALSE | 5 | WRK
2015-04-18 | FALSE | 6 | SAT
2015-04-19 | FALSE | 7 | HOL
2015-04-20 | FALSE | 1 | WRK
2015-04-21 | FALSE | 2 | WRK
2015-04-22 | FALSE | 3 | WRK
2015-04-23 | FALSE | 4 | WRK
2015-04-24 | FALSE | 5 | WRK
2015-04-25 | FALSE | 6 | SAT
2015-04-26 | FALSE | 7 | HOL
2015-04-27 | FALSE | 1 | WRK
2015-04-28 | FALSE | 2 | WRK
2015-04-29 | FALSE | 3 | WRK
2015-04-30 | FALSE | 4 | WRK
2015-05-01 | FALSE | 5 | WRK
2015-05-02 | FALSE | 6 | SAT
2015-05-03 | FALSE | 7 | HOL
2015-05-04 | FALSE | 1 | WRK
2015-05-05 | FALSE | 2 | WRK
2015-05-06 | FALSE | 3 | WRK
2015-05-07 | FALSE | 4 | WRK
2015-05-08 | FALSE | 5 | WRK
2015-05-09 | FALSE | 6 | SAT
2015-05-10 | FALSE | 7 | HOL
2015-05-11 | FALSE | 1 | WRK
2015-05-12 | FALSE | 2 | WRK
2015-05-13 | FALSE | 3 | WRK
2015-05-14 | FALSE | 4 | WRK
2015-05-15 | FALSE | 5 | WRK
2015-05-16 | FALSE | 6 | SAT
2015-05-17 | FALSE | 7 | HOL
2015-05-18 | FALSE | 1 | WRK
2015-05-19 | FALSE | 2 | WRK
2015-05-20 | FALSE | 3 | WRK
2015-05-21 | FALSE | 4 | WRK
2015-05-22 | FALSE | 5 | WRK
2015-05-23 | FALSE | 6 | SAT
2015-05-24 | FALSE | 7 | HOL
2015-05-25 | FALSE | 1 | WRK
2015-05-26 | FALSE | 2 | WRK
2015-05-27 | FALSE | 3 | WRK
2015-05-28 | FALSE | 4 | WRK
2015-05-29 | FALSE | 5 | WRK
2015-05-30 | FALSE | 6 | SAT
2015-05-31 | FALSE | 7 | HOL
2015-06-01 | FALSE | 1 | WRK
2015-06-02 | FALSE | 2 | WRK
2015-06-03 | FALSE | 3 | WRK
2015-06-04 | FALSE | 4 | WRK
2015-06-05 | FALSE | 5 | WRK
2015-06-06 | FALSE | 6 | SAT
2015-06-07 | FALSE | 7 | HOL
2015-06-08 | FALSE | 1 | WRK
2015-06-09 | FALSE | 2 | WRK
2015-06-10 | FALSE | 3 | WRK
2015-06-11 | FALSE | 4 | WRK
2015-06-12 | FALSE | 5 | WRK
2015-06-13 | FALSE | 6 | SAT
2015-06-14 | FALSE | 7 | HOL
2015-06-15 | FALSE | 1 | WRK
2015-06-16 | FALSE | 2 | WRK
2015-06-17 | FALSE | 3 | WRK
2015-06-18 | FALSE | 4 | WRK
2015-06-19 | FALSE | 5 | WRK
2015-06-20 | FALSE | 6 | SAT
2015-06-21 | FALSE | 7 | HOL
2015-06-22 | FALSE | 1 | WRK
2015-06-23 | FALSE | 2 | WRK
2015-06-24 | FALSE | 3 | WRK
2015-06-25 | FALSE | 4 | WRK
2015-06-26 | FALSE | 5 | WRK
2015-06-27 | FALSE | 6 | SAT
2015-06-28 | FALSE | 7 | HOL
2015-06-29 | FALSE | 1 | WRK
2015-06-30 | FALSE | 2 | WRK
2015-07-01 | FALSE | 3 | WRK
2015-07-02 | FALSE | 4 | WRK
2015-07-03 | FALSE | 5 | WRK
2015-07-04 | FALSE | 6 | SAT
2015-07-05 | FALSE | 7 | HOL
2015-07-06 | FALSE | 1 | WRK
2015-07-07 | FALSE | 2 | WRK
2015-07-08 | FALSE | 3 | WRK
2015-07-09 | FALSE | 4 | WRK
2015-07-10 | FALSE | 5 | WRK
2015-07-11 | FALSE | 6 | SAT
2015-07-12 | FALSE | 7 | HOL
2015-07-13 | FALSE | 1 | WRK
2015-07-14 | FALSE | 2 | WRK
2015-07-15 | FALSE | 3 | WRK
2015-07-16 | FALSE | 4 | WRK
2015-07-17 | FALSE | 5 | WRK
2015-07-18 | FALSE | 6 | SAT
2015-07-19 | FALSE | 7 | HOL
2015-07-20 | FALSE | 1 | WRK
2015-07-21 | FALSE | 2 | WRK
2015-07-22 | FALSE | 3 | WRK
2015-07-23 | FALSE | 4 | WRK
2015-07-24 | FALSE | 5 | WRK
2015-07-25 | FALSE | 6 | SAT
2015-07-26 | FALSE | 7 | HOL
2015-07-27 | FALSE | 1 | WRK
2015-07-28 | FALSE | 2 | WRK
2015-07-29 | FALSE | 3 | WRK
2015-07-30 | FALSE | 4 | WRK
2015-07-31 | FALSE | 5 | WRK
2015-08-01 | FALSE | 6 | SAT
2015-08-02 | FALSE | 7 | HOL
2015-08-03 | FALSE | 1 | WRK
2015-08-04 | FALSE | 2 | WRK
2015-08-05 | FALSE | 3 | WRK
2015-08-06 | FALSE | 4 | WRK
2015-08-07 | FALSE | 5 | WRK
2015-08-08 | FALSE | 6 | SAT
2015-08-09 | FALSE | 7 | HOL
2015-08-10 | FALSE | 1 | WRK
2015-08-11 | FALSE | 2 | WRK
2015-08-12 | FALSE | 3 | WRK
2015-08-13 | FALSE | 4 | WRK
2015-08-14 | FALSE | 5 | WRK
2015-08-15 | FALSE | 6 | SAT
2015-08-16 | FALSE | 7 | HOL
2015-08-17 | FALSE | 1 | WRK
2015-08-18 | FALSE | 2 | WRK
2015-08-19 | FALSE | 3 | WRK
2015-08-20 | FALSE | 4 | WRK
2015-08-21 | FALSE | 5 | WRK
2015-08-22 | FALSE | 6 | SAT
2015-08-23 | FALSE | 7 | HOL
2015-08-24 | FALSE | 1 | WRK
2015-08-25 | FALSE | 2 | WRK
2015-08-26 | FALSE | 3 | WRK
2015-08-27 | FALSE | 4 | WRK
2015-08-28 | FALSE | 5 | WRK
2015-08-29 | FALSE | 6 | SAT
2015-08-30 | FALSE | 7 | HOL
2015-08-31 | FALSE | 1 | WRK
2015-09-01 | FALSE | 2 | WRK
2015-09-02 | FALSE | 3 | WRK
2015-09-03 | FALSE | 4 | WRK
2015-09-04 | FALSE | 5 | WRK
2015-09-05 | FALSE | 6 | SAT
2015-09-06 | FALSE | 7 | HOL
2015-09-07 | FALSE | 1 | WRK
2015-09-08 | FALSE | 2 | WRK
2015-09-09 | FALSE | 3 | WRK
2015-09-10 | FALSE | 4 | WRK
2015-09-11 | FALSE | 5 | WRK
2015-09-12 | FALSE | 6 | SAT
2015-09-13 | FALSE | 7 | HOL
2015-09-14 | FALSE | 1 | WRK
2015-09-15 | FALSE | 2 | WRK
2015-09-16 | FALSE | 3 | WRK
2015-09-17 | FALSE | 4 | WRK
2015-09-18 | FALSE | 5 | WRK
2015-09-19 | FALSE | 6 | SAT
2015-09-20 | FALSE | 7 | HOL
2015-09-21 | FALSE | 1 | WRK
2015-09-22 | FALSE | 2 | WRK
2015-09-23 | FALSE | 3 | WRK
2015-09-24 | FALSE | 4 | WRK
2015-09-25 | FALSE | 5 | WRK
2015-09-26 | FALSE | 6 | SAT
2015-09-27 | FALSE | 7 | HOL
2015-09-28 | FALSE | 1 | WRK
2015-09-29 | FALSE | 2 | WRK
2015-09-30 | FALSE | 3 | WRK
2015-10-01 | FALSE | 4 | WRK
2015-10-02 | FALSE | 5 | WRK
2015-10-03 | FALSE | 6 | SAT
2015-10-04 | FALSE | 7 | HOL
2015-10-05 | FALSE | 1 | WRK
2015-10-06 | FALSE | 2 | WRK
2015-10-07 | FALSE | 3 | WRK
2015-10-08 | FALSE | 4 | WRK
2015-10-09 | FALSE | 5 | WRK
2015-10-10 | FALSE | 6 | SAT
2015-10-11 | FALSE | 7 | HOL
2015-10-12 | FALSE | 1 | WRK
2015-10-13 | FALSE | 2 | WRK
2015-10-14 | FALSE | 3 | WRK
2015-10-15 | FALSE | 4 | WRK
2015-10-16 | FALSE | 5 | WRK
2015-10-17 | FALSE | 6 | SAT
2015-10-18 | FALSE | 7 | HOL
2015-10-19 | FALSE | 1 | WRK
2015-10-20 | FALSE | 2 | WRK
2015-10-21 | FALSE | 3 | WRK
2015-10-22 | FALSE | 4 | WRK
2015-10-23 | FALSE | 5 | WRK
2015-10-24 | FALSE | 6 | SAT
2015-10-25 | FALSE | 7 | HOL
2015-10-26 | FALSE | 1 | WRK
2015-10-27 | FALSE | 2 | WRK
2015-10-28 | FALSE | 3 | WRK
2015-10-29 | FALSE | 4 | WRK
2015-10-30 | FALSE | 5 | WRK
2015-10-31 | FALSE | 6 | SAT
2015-11-01 | FALSE | 7 | HOL
2015-11-02 | FALSE | 1 | WRK
2015-11-03 | FALSE | 2 | WRK
2015-11-04 | FALSE | 3 | WRK
2015-11-05 | FALSE | 4 | WRK
2015-11-06 | FALSE | 5 | WRK
2015-11-07 | FALSE | 6 | SAT
2015-11-08 | FALSE | 7 | HOL
2015-11-09 | FALSE | 1 | WRK
2015-11-10 | FALSE | 2 | WRK
2015-11-11 | FALSE | 3 | WRK
2015-11-12 | FALSE | 4 | WRK
2015-11-13 | FALSE | 5 | WRK
2015-11-14 | FALSE | 6 | SAT
2015-11-15 | FALSE | 7 | HOL
2015-11-16 | FALSE | 1 | WRK
2015-11-17 | FALSE | 2 | WRK
2015-11-18 | FALSE | 3 | WRK
2015-11-19 | FALSE | 4 | WRK
2015-11-20 | FALSE | 5 | WRK
2015-11-21 | FALSE | 6 | SAT
2015-11-22 | FALSE | 7 | HOL
2015-11-23 | FALSE | 1 | WRK
2015-11-24 | FALSE | 2 | WRK
2015-11-25 | FALSE | 3 | WRK
2015-11-26 | FALSE | 4 | WRK
2015-11-27 | FALSE | 5 | WRK
2015-11-28 | FALSE | 6 | SAT
2015-11-29 | FALSE | 7 | HOL
2015-11-30 | FALSE | 1 | WRK
2015-12-01 | FALSE | 2 | WRK
2015-12-02 | FALSE | 3 | WRK
2015-12-03 | FALSE | 4 | WRK
2015-12-04 | FALSE | 5 | WRK
2015-12-05 | FALSE | 6 | SAT
2015-12-06 | FALSE | 7 | HOL
2015-12-07 | FALSE | 1 | WRK
2015-12-08 | FALSE | 2 | WRK
2015-12-09 | FALSE | 3 | WRK
2015-12-10 | FALSE | 4 | WRK
2015-12-11 | FALSE | 5 | WRK
2015-12-12 | FALSE | 6 | SAT
2015-12-13 | FALSE | 7 | HOL
2015-12-14 | FALSE | 1 | WRK
2015-12-15 | FALSE | 2 | WRK
2015-12-16 | FALSE | 3 | WRK
2015-12-17 | FALSE | 4 | WRK
2015-12-18 | FALSE | 5 | WRK
2015-12-19 | FALSE | 6 | SAT
2015-12-20 | FALSE | 7 | HOL
2015-12-21 | FALSE | 1 | WRK
2015-12-22 | FALSE | 2 | WRK
2015-12-23 | FALSE | 3 | WRK
2015-12-24 | FALSE | 4 | WRK
2015-12-25 | FALSE | 5 | WRK
2015-12-26 | FALSE | 6 | SAT
2015-12-27 | FALSE | 7 | HOL
2015-12-28 | FALSE | 1 | WRK
2015-12-29 | FALSE | 2 | WRK
2015-12-30 | FALSE | 3 | WRK
2015-12-31 | FALSE | 4 | WRK
2016-01-01 | FALSE | 0 |  | <-- Gestione bisestile
Graphics text
Title |  | Load profile for IT office long week
X axis |  | Hour of the day
Y axis |  | Fraction of daily needs used in the hour
Series 1 name |  | Workday
Series 2 name |  | Saturday
Series 3 name |  | Holiday
Series 4 name
Formulas:
Water density = +[Water density, row above]+1

## Method_input
THIS IS A MANDATORY SHEET All input data for the method shall be listed here. In the simplest version, values for data input in column D (both green and blue background) may be inserted manually. Varying data (green background) can be fed from the "input_series" sheet. In this sample data sheet, product data (blue background) is linked to a sample catalogue built in the "Detailed_input" sheet
Name | Symbol | Software name | Unit | Value | Range | Origin | Varying | Notes | Arrays indexes | [5 empty] | Name | Symbol | Software name | Unit | Value | Range | Intended destination | Varying | Notes
Operating conditions data | [8 empty] | 1 | 2 | 3 | 4 | 5 | 6 | 7 | 8 | 9 | 10 | 11 | 12 | 13 | 14 | 15 | 16 | 17 | 18 | 19 | 20 | 21 | 22 | 23 | 24 | 25 | 26 | 27 | 28 | 29 | 30 | 31 | 32 | 33 | 34 | 35 | 36 | 37 | 38 | 39 | 40
Delivery water temperature | ϑW,draw |  | °C | 42 | 30…50 | Local | NO | Mixed water temperature at the tap
Cold water temperature | ϑW,c |  | °C | 11.2 | 0…30 | Local | NO | Depending on location
Needs definition based on kWh and number of units
Category of building |  |  |  | Retail shop/department store
Type of units |  |  |  | employees
Specific energy need | qW,b,d |  | kWh/unit d | 1
Number of units (employees) | nu |  | nu | 60
Reference hot water temperature | θW;h;ref |  | °C | 60
Reference cold water temperature | θW;c;ref |  | °C | 13.5
Needs definition based on kWh and floor area
Category of building |  |  |  | School without showers
Floor area | A |  | m² | 1000
Specific energy need | qW,b,d |  | kWh/m² d | 0.17 |  |  |  | <-- Units corrected from Wh to kWh/m²d
Reference hot water temperature | θW;h;ref |  | °C | 60
Reference cold water temperature | θW;c;ref |  | °C | 13.5
Needs definition based on water volume
Category of building |  |  |  | Education
Is it dwelling ? |  |  |  | FALSE
Not a dwelling
Type of units |  |  | ID | Students
Number of units (Students) | nu |  | nu | 10
Specific need when not dwelling | VW;f;day |  | l/u day | 0
It is a dwelling
Is it apartments ? |  |  |  | FALSE
Floor area of dwelling | A |  | m² | 142
Calculation method of water volume |  |  |  | Use table B.5
Need per adult if using table B.5 |  |  |  | single family dwellings AVG
Specific need |  |  | l/p day | 55
Reference hot water temperature | θW;h;ref |  | °C | 60
Reference cold water temperature | θW;c;ref |  | °C | 13.5
Selected calculation method of daily needs |  |  |  | Volume based on type of building
Monthly method data
Index of month |  |  | i | Array |  |  |  |  | 1 | 2 | 3 | 4 | 5 | 6 | 7 | 8 | 9 | 10 | 11 | 12
Number of days per month |  |  | nm,i | Array |  |  |  | 365 day year | 31 | 28 | 31 | 30 | 31 | 30 | 31 | 31 | 30 | 31 | 30 | 31
Hourly method data
Year |  |  | - | 2015
Number of workdays in the year | nday;wrk |  | - | 261
Number of Saturdays in the year | nday;sat |  | - | 52
Number of holidays in the year | nday;hol |  | - | 52
Total number of days of the year | nday;tot |  | - | 365
Relative fraction of daily needs
Selected hourly profile |  |  | ID | IT office long week |  |  |  |  | 1: xW;nd;d;h,i;wrk; 2: xW;nd;d;h,i; 3: xW;nd;d;h,i
Relative fraction of daily needs | xW;nd;d;h,i | [7 empty] | 1: Workday; 2: Saturday; 3: Holiday
0:00 <=t< 1:00 |  |  | % | Array |  |  |  |  | 1: 0; 2: 0; 3: 0
1:00 <=t< 2:00 |  |  | % | Array |  |  |  |  | 1: 0; 2: 0; 3: 0
2:00 <=t< 3:00 |  |  | % | Array |  |  |  |  | 1: 0; 2: 0; 3: 0
3:00 <=t< 4:00 |  |  | % | Array |  |  |  |  | 1: 0; 2: 0; 3: 0
4:00 <=t< 5:00 |  |  | % | Array |  |  |  |  | 1: 0; 2: 0; 3: 0
5:00 <=t< 6:00 |  |  | % | Array |  |  |  |  | 1: 0; 2: 0; 3: 0
6:00 <=t< 7:00 |  |  | % | Array |  |  |  |  | 1: 0; 2: 0; 3: 0
7:00 <=t< 8:00 |  |  | % | Array |  |  |  |  | 1: 0; 2: 0; 3: 0
8:00 <=t< 9:00 |  |  | % | Array |  |  |  |  | 1: 5; 2: 5; 3: 0
9:00 <=t< 10:00 |  |  | % | Array |  |  |  |  | 1: 10; 2: 10; 3: 0
10:00 <=t< 11:00 |  |  | % | Array |  |  |  |  | 1: 10; 2: 10; 3: 0
11:00 <=t< 12:00 |  |  | % | Array |  |  |  |  | 1: 10; 2: 10; 3: 0
12:00 <=t< 13:00 |  |  | % | Array |  |  |  |  | 1: 20; 2: 5; 3: 0
13:00 <=t< 14:00 |  |  | % | Array |  |  |  |  | 1: 10; 2: 0; 3: 0
14:00 <=t< 15:00 |  |  | % | Array |  |  |  |  | 1: 10; 2: 0; 3: 0
15:00 <=t< 16:00 |  |  | % | Array |  |  |  |  | 1: 10; 2: 0; 3: 0
16:00 <=t< 17:00 |  |  | % | Array |  |  |  |  | 1: 10; 2: 0; 3: 0
17:00 <=t< 18:00 |  |  | % | Array |  |  |  |  | 1: 5; 2: 0; 3: 0
18:00 <=t< 19:00 |  |  | % | Array |  |  |  |  | 1: 0; 2: 0; 3: 0
19:00 <=t< 20:00 |  |  | % | Array |  |  |  |  | 1: 0; 2: 0; 3: 0
20:00 <=t< 21:00 |  |  | % | Array |  |  |  |  | 1: 0; 2: 0; 3: 0
21:00 <=t< 22:00 |  |  | % | Array |  |  |  |  | 1: 0; 2: 0; 3: 0
22:00 <=t< 23:00 |  |  | % | Array |  |  |  |  | 1: 0; 2: 0; 3: 0
23:00 <=t< 0:00 |  |  | % | Array |  |  |  |  | 1: 0; 2: 0; 3: 0
TOTAL |  |  | % | Array |  |  |  |  | 1: 100; 2: 40; 3: 0
Product data
Product description data
This type of input is not relevant for this standard
Product technical data
This type of input is not relevant for this standard
System design data
Process design
This type of input is not relevant for this standard
Control design
This type of input is not relevant for this standard
Constants and physical data
Water density | ρW |  | kg/m³ | 1000
Water specific heat | cW |  | kWh/kg K | 0.00116
Note on E4: Laurent: Actual value in this calculation step
Note on F4: Laurent: Indicate the correct range for this value. This information can be used for input validation.
Note on G4: Laurent: Mandatory to indicate either "local" or the code of the originating module or standard
Note on H4: Laurent: Means if this value changes from one time-step to the other

## Method_calculation
THIS IS A MANDATORY SHEET One time step calculation shall be described here. For each calculation step (= 1 row) data for the formula in column D shall be taken from the "Method_input" sheet or previous calculation steps. Include in the column "Formula ref" its number in the standard text. The example is based on EN 15316-4-1:2017 Copy and paste a copy of the equation into column "Formula" Use the column note for information on the calculation
Description | Symbol | Software name | Unit | Value | Formula ref | Formula | Notes | Arrays indexes and values
[8 empty] | 1 | 2 | 3 | 4 | 5 | 6 | 7 | 8 | 9 | 10 | 11 | 12 | 13 | 14 | 15 | 16 | 17 | 18 | 19 | 20 | 21 | 22 | 23 | 24 | 25 | 26 | 27 | 28 | 29 | 30 | 31 | 32 | 33 | 34 | 35 | 36 | 37 | 38 | 39 | 40
GENERAL DATA
Delivery water temperature | ϑw,draw |  | °C | 42 |  |  | Data transfer
Cold water temperature | ϑw,c |  | °C | 11.2 |  |  | Data transfer
Water density | ρW |  | kg/m³ | 1000 |  |  | Data transfer
Water specific heat | cp |  | kWh/kg K | 0.00116 |  |  | Data transfer
Define daily needs based on energy per unit
Type of building |  |  |  | Retail shop/department store |  |  | Data transfer
Type of units |  |  |  | employees |  |  | Data transfer
Specific energy need | qW,b,d |  | kWh/unit d | 1 |  |  | Data transfer
Number of units (persons) | n |  | nu | 60 |  |  | Data transfer
Reference hot water temperature | ϑw;h;ref |  | °C | 60
Reference cold water temperature | ϑw;c;ref |  | °C | 13.5
Daily energy need at reference conditions | QW;nd;d;ref |  | kWh | 60 | 2
Daily volume need at delivery temperature | VW;nd;d |  | m³ | 1.8149 | 4 |  | Volume at delivery temperature at reference conditions
Define daily needs based on energy per square meter
Type of building |  |  |  | School without showers
Floor area | A |  | m² | 1000 |  |  | Data transfer
Specific energy need | qW,b,d |  | kWh/m² d | 0.17 |  |  | Data transfer
Reference hot water temperature | θw;h;ref |  | °C | 60
Reference cold water temperature | θw;c;ref |  | °C | 13.5
Daily energy need at reference conditions | QW;nd;d;ref |  | kWh | 170 | 3
Daily volume need at delivery temperature | VW;nd;d |  | m³ | 5.1422 | 4 |  | Volume at delivery temperature at reference conditions
Define daily needs based on litres per unit
Type of building |  |  |  | Education |  |  | Data transfer
Is it dwelling ? |  |  |  | FALSE
Data if not dwelling
Type of units |  |  | ID | Students
Number of units (Students) | f |  | - | 10 |  |  | Data transfer
Specific need | VW;f;day |  | l/u day | 0
Data if dwelling
Need per adult | VW;P;day |  | l/p day | 55 |  |  | Data transfer
Category |  |  |  | single family dwellings AVG |  |  | Data transfer
Floor area of dwelling | A |  | m² | 142 |  |  | Data transfer
Reference hot water temperature | ϑw;h;ref |  | °C | 60 |  |  | Data transfer
Reference cold water temperature | ϑw;c;ref |  | °C | 13.5 |  |  | Data transfer
Calculation if not dwelling
Daily volume if not dwelling | VW;nd;ref |  | m³ | 0 | 5
Daily volume need at delivery temperature | VW;nd;d;θdraw |  |  | 0 | 6
If type is dwelling
Is it apartments ? |  |  |  | FALSE
Maximum number of equivalent adults if it is a single family house | np;eq;max;sfh |  |  | 3.55 | 7
Maximum number of equivalent adults if it is an apartment | np;eq;max;apr |  |  | 4.97 | 8
Maximum number of equivalent adults | np;eq;max |  |  | 3.55
Number of equivalent adults | np;eq |  |  | 2.29 | 9
Using correlation B.5
Daily volume | VW;P;day |  | m³ | 0.20215 | 10 |  | Equation B.5 in the standard has min instead of max. Values should be parameters
Using table B.5
Specific need | Vp |  | l/p day | 55
Daily volume | VW;f;day |  | m³ | 0.12595 | 11
Use correlation B.5 |  |  |  | FALSE
Daily volume | VW;f;day |  | m³ | 0.12595
Daily volume need at delivery temperature | VW;nd;d |  |  | 0.2055 | 12
Value selection
kWh based on number of units | VW;nd;d,1 |  | m³ | 1.8149 |  |  | From method 1
kWh based on floor area | VW;nd;d,2 |  | m³ | 5.1422 |  |  | From method 2
litres based on type of building | VW;nd;d,3 |  | m³ | 0 |  |  | From method 3
Daily volume need at delivery temperature | VW;nd;d |  | m³ | 0 |  |  | Output data
Daily energy need | QW;nd;d |  | kWh | 0 | 13 |  | Output data
Get monthly values of needs
Index of month | i |  |  | Array |  |  |  | 1 | 2 | 3 | 4 | 5 | 6 | 7 | 8 | 9 | 10 | 11 | 12
Number of days per month | nm,i |  |  | Array |  |  |  | 31 | 28 | 31 | 30 | 31 | 30 | 31 | 31 | 30 | 31 | 30 | 31
Monthly energy need | QW;nd;m,i |  |  | Array | 14 |  | Output data | 0 | 0 | 0 | 0 | 0 | 0 | 0 | 0 | 0 | 0 | 0 | 0
Yearly total of monthly energy needs | QW;nd |  |  | 0 | 15 |  | Output data
Monthly volume needs | VW;nd;m,i |  |  | Array | 16 |  | Output data | 0 | 0 | 0 | 0 | 0 | 0 | 0 | 0 | 0 | 0 | 0 | 0
Yearly total of monthly volume needs | VW;nd |  |  | 0 | 17 |  | Output data
Get hourly values of needs coherent with monthly
[8 empty] | Workday | Saturday | Holiday
Hourly fraction of dhw needs | [7 empty] | 1: xW;wrk;h,i; 2: xW;sat;h,i; 3: xW;hol;h,i
0:00 <=t< 1:00 |  |  | p.u. |  |  |  |  | 1: 0; 2: 0; 3: 0
1:00 <=t< 2:00 |  |  | p.u. |  |  |  |  | 1: 0; 2: 0; 3: 0
2:00 <=t< 3:00 |  |  | p.u. |  |  |  |  | 1: 0; 2: 0; 3: 0
3:00 <=t< 4:00 |  |  | p.u. |  |  |  |  | 1: 0; 2: 0; 3: 0
4:00 <=t< 5:00 |  |  | p.u. |  |  |  |  | 1: 0; 2: 0; 3: 0
5:00 <=t< 6:00 |  |  | p.u. |  |  |  |  | 1: 0; 2: 0; 3: 0
6:00 <=t< 7:00 |  |  | p.u. |  |  |  |  | 1: 0; 2: 0; 3: 0
7:00 <=t< 8:00 |  |  | p.u. |  |  |  |  | 1: 0; 2: 0; 3: 0
8:00 <=t< 9:00 |  |  | p.u. |  |  |  |  | 1: 5; 2: 5; 3: 0
9:00 <=t< 10:00 |  |  | p.u. |  |  |  |  | 1: 10; 2: 10; 3: 0
10:00 <=t< 11:00 |  |  | p.u. |  |  |  |  | 1: 10; 2: 10; 3: 0
11:00 <=t< 12:00 |  |  | p.u. |  |  |  |  | 1: 10; 2: 10; 3: 0
12:00 <=t< 13:00 |  |  | p.u. |  |  |  |  | 1: 20; 2: 5; 3: 0
13:00 <=t< 14:00 |  |  | p.u. |  |  |  |  | 1: 10; 2: 0; 3: 0
14:00 <=t< 15:00 |  |  | p.u. |  |  |  |  | 1: 10; 2: 0; 3: 0
15:00 <=t< 16:00 |  |  | p.u. |  |  |  |  | 1: 10; 2: 0; 3: 0
16:00 <=t< 17:00 |  |  | p.u. |  |  |  |  | 1: 10; 2: 0; 3: 0
17:00 <=t< 18:00 |  |  | p.u. |  |  |  |  | 1: 5; 2: 0; 3: 0
18:00 <=t< 19:00 |  |  | p.u. |  |  |  |  | 1: 0; 2: 0; 3: 0
19:00 <=t< 20:00 |  |  | p.u. |  |  |  |  | 1: 0; 2: 0; 3: 0
20:00 <=t< 21:00 |  |  | p.u. |  |  |  |  | 1: 0; 2: 0; 3: 0
21:00 <=t< 22:00 |  |  | p.u. |  |  |  |  | 1: 0; 2: 0; 3: 0
22:00 <=t< 23:00 |  |  | p.u. |  |  |  |  | 1: 0; 2: 0; 3: 0
23:00 <=t< 0:00 |  |  | p.u. |  |  |  |  | 1: 0; 2: 0; 3: 0
Fractions for workday | xW;wrk;day |  | p.u. | 100 | 18 |  |  | 1: 100
Fractions for Saturday | xW;sat;day |  | p.u. | 40 | 19 |  |  | 2: 40
Fractions for holiday and Sunday | xW;hol;day |  | p.u. | 0 | 20 |  |  | 3: 0
Calculation year |  |  |  | 2015
Number of workdays | nday;wrk |  |  | 261 |  | See sheet "Interface" | Data transfer
Number of saturdays | nday;sat |  |  | 52 |  | See sheet "Interface" | Data transfer
Number of holidays and Sundays | nday;hol |  |  | 52 |  | See sheet "Interface" | Data transfer
Total number of days | nday;tot |  |  | 365 |  |  | Data transfer
Total yearly fractions for workdays | xW;wrk;y |  |  | 26100 | 21
Total yearly fractions for Saturdays | xW;sat;y |  |  | 2080 | 22
Total yearly fractions for holidays and Sundays | xW;hol;y |  |  | 0 | 23
Total yearly fractions | xW;tot;y |  |  | 28180 | 24
Average correction factor | fx;avg |  |  | 0.012952 | 25
Hourly needs, corrected fractions of daily needs | [7 empty] | 1: 26; 2: 27; 3: 28
[8 empty] | xW;wrk;h,i;corr | xW;sat;h,i;corr | xW;hol;h,i;corr
0:00 <=t< 1:00 | xW;wrk;h,i;corr |  |  | Array | 26 |  |  | 1: 0; 2: 0; 3: 0
1:00 <=t< 2:00 | xW;sat;h,i;corr |  |  | Array | 27 |  |  | 1: 0; 2: 0; 3: 0
2:00 <=t< 3:00 | xW;hol;h,i;corr |  |  | Array | 28 |  |  | 1: 0; 2: 0; 3: 0
3:00 <=t< 4:00 |  |  |  | Array |  |  |  | 1: 0; 2: 0; 3: 0
4:00 <=t< 5:00 |  |  |  | Array |  |  |  | 1: 0; 2: 0; 3: 0
5:00 <=t< 6:00 |  |  |  | Array |  |  |  | 1: 0; 2: 0; 3: 0
6:00 <=t< 7:00 |  |  |  | Array |  |  |  | 1: 0; 2: 0; 3: 0
7:00 <=t< 8:00 |  |  |  | Array |  |  |  | 1: 0; 2: 0; 3: 0
8:00 <=t< 9:00 |  |  |  | Array |  |  |  | 1: 0.064762; 2: 0.064762; 3: 0
9:00 <=t< 10:00 |  |  |  | Array |  |  |  | 1: 0.12952; 2: 0.12952; 3: 0
10:00 <=t< 11:00 |  |  |  | Array |  |  |  | 1: 0.12952; 2: 0.12952; 3: 0
11:00 <=t< 12:00 |  |  |  | Array |  |  |  | 1: 0.12952; 2: 0.12952; 3: 0
12:00 <=t< 13:00 |  |  |  | Array |  |  |  | 1: 0.25905; 2: 0.064762; 3: 0
13:00 <=t< 14:00 |  |  |  | Array |  |  |  | 1: 0.12952; 2: 0; 3: 0
14:00 <=t< 15:00 |  |  |  | Array |  |  |  | 1: 0.12952; 2: 0; 3: 0
15:00 <=t< 16:00 |  |  |  | Array |  |  |  | 1: 0.12952; 2: 0; 3: 0
16:00 <=t< 17:00 |  |  |  | Array |  |  |  | 1: 0.12952; 2: 0; 3: 0
17:00 <=t< 18:00 |  |  |  | Array |  |  |  | 1: 0.064762; 2: 0; 3: 0
18:00 <=t< 19:00 |  |  |  | Array |  |  |  | 1: 0; 2: 0; 3: 0
19:00 <=t< 20:00 |  |  |  | Array |  |  |  | 1: 0; 2: 0; 3: 0
20:00 <=t< 21:00 |  |  |  | Array |  |  |  | 1: 0; 2: 0; 3: 0
21:00 <=t< 22:00 |  |  |  | Array |  |  |  | 1: 0; 2: 0; 3: 0
22:00 <=t< 23:00 |  |  |  | Array |  |  |  | 1: 0; 2: 0; 3: 0
23:00 <=t< 0:00 |  |  |  | Array |  |  |  | 1: 0; 2: 0; 3: 0
TOTAL | [7 empty] | 1: 1.2952; 2: 0.5181; 3: 0
[8 empty] | 29 | 30 | 31
Hourly needs, as a volume at θdraw | [7 empty] | 1: VW;nd;wrk;h,i; 2: VW;nd;sat;h,i; 3: VW;nd;hol;h,i
0:00 <=t< 1:00 | VW;nd;h,i |  | m³ | Array | 29 |  |  | 1: 0; 2: 0; 3: 0
1:00 <=t< 2:00 |  |  | m³ | Array | 30 |  |  | 1: 0; 2: 0; 3: 0
2:00 <=t< 3:00 |  |  | m³ | Array | 31 |  |  | 1: 0; 2: 0; 3: 0
3:00 <=t< 4:00 |  |  | m³ | Array |  |  |  | 1: 0; 2: 0; 3: 0
4:00 <=t< 5:00 |  |  | m³ | Array |  |  |  | 1: 0; 2: 0; 3: 0
5:00 <=t< 6:00 |  |  | m³ | Array |  |  |  | 1: 0; 2: 0; 3: 0
6:00 <=t< 7:00 |  |  | m³ | Array |  |  |  | 1: 0; 2: 0; 3: 0
7:00 <=t< 8:00 |  |  | m³ | Array |  |  |  | 1: 0; 2: 0; 3: 0
8:00 <=t< 9:00 |  |  | m³ | Array |  |  |  | 1: 0; 2: 0; 3: 0
9:00 <=t< 10:00 |  |  | m³ | Array |  |  |  | 1: 0; 2: 0; 3: 0
10:00 <=t< 11:00 |  |  | m³ | Array |  |  |  | 1: 0; 2: 0; 3: 0
11:00 <=t< 12:00 |  |  | m³ | Array |  |  |  | 1: 0; 2: 0; 3: 0
12:00 <=t< 13:00 |  |  | m³ | Array |  |  |  | 1: 0; 2: 0; 3: 0
13:00 <=t< 14:00 |  |  | m³ | Array |  |  |  | 1: 0; 2: 0; 3: 0
14:00 <=t< 15:00 |  |  | m³ | Array |  |  |  | 1: 0; 2: 0; 3: 0
15:00 <=t< 16:00 |  |  | m³ | Array |  |  |  | 1: 0; 2: 0; 3: 0
16:00 <=t< 17:00 |  |  | m³ | Array |  |  |  | 1: 0; 2: 0; 3: 0
17:00 <=t< 18:00 |  |  | m³ | Array |  |  |  | 1: 0; 2: 0; 3: 0
18:00 <=t< 19:00 |  |  | m³ | Array |  |  |  | 1: 0; 2: 0; 3: 0
19:00 <=t< 20:00 |  |  | m³ | Array |  |  |  | 1: 0; 2: 0; 3: 0
20:00 <=t< 21:00 |  |  | m³ | Array |  |  |  | 1: 0; 2: 0; 3: 0
21:00 <=t< 22:00 |  |  | m³ | Array |  |  |  | 1: 0; 2: 0; 3: 0
22:00 <=t< 23:00 |  |  | m³ | Array |  |  |  | 1: 0; 2: 0; 3: 0
23:00 <=t< 0:00 |  |  | m³ | Array |  |  |  | 1: 0; 2: 0; 3: 0
Daily total of hourly needs |  |  | m³ | Array |  |  |  | 1: 0; 2: 0; 3: 0
Yearly total of hourly needs | VW;nd |  | m³ | 0 | 32 |  | Calculated on "Output_interface" sheet
Yearly total of monthly needs | VW;nd |  | m³ | 0 | 17 | Value shown for comparison with hourly result
[8 empty] | 33 | 34 | 35
Hourly needs, as energy | [7 empty] | 1: QW;nd;wrk;h,i; 2: QW;nd;sat;h,i; 3: QW;nd;hol;h,i
0:00 <=t< 1:00 | QW;nd;h,i |  | kWh | Array | 33 |  |  | 1: 0; 2: 0; 3: 0
1:00 <=t< 2:00 |  |  | kWh | Array | 34 |  |  | 1: 0; 2: 0; 3: 0
2:00 <=t< 3:00 |  |  | kWh | Array | 35 |  |  | 1: 0; 2: 0; 3: 0
3:00 <=t< 4:00 |  |  | kWh | Array |  |  |  | 1: 0; 2: 0; 3: 0
4:00 <=t< 5:00 |  |  | kWh | Array |  |  |  | 1: 0; 2: 0; 3: 0
5:00 <=t< 6:00 |  |  | kWh | Array |  |  |  | 1: 0; 2: 0; 3: 0
6:00 <=t< 7:00 |  |  | kWh | Array |  |  |  | 1: 0; 2: 0; 3: 0
7:00 <=t< 8:00 |  |  | kWh | Array |  |  |  | 1: 0; 2: 0; 3: 0
8:00 <=t< 9:00 |  |  | kWh | Array |  |  |  | 1: 0; 2: 0; 3: 0
9:00 <=t< 10:00 |  |  | kWh | Array |  |  |  | 1: 0; 2: 0; 3: 0
10:00 <=t< 11:00 |  |  | kWh | Array |  |  |  | 1: 0; 2: 0; 3: 0
11:00 <=t< 12:00 |  |  | kWh | Array |  |  |  | 1: 0; 2: 0; 3: 0
12:00 <=t< 13:00 |  |  | kWh | Array |  |  |  | 1: 0; 2: 0; 3: 0
13:00 <=t< 14:00 |  |  | kWh | Array |  |  |  | 1: 0; 2: 0; 3: 0
14:00 <=t< 15:00 |  |  | kWh | Array |  |  |  | 1: 0; 2: 0; 3: 0
15:00 <=t< 16:00 |  |  | kWh | Array |  |  |  | 1: 0; 2: 0; 3: 0
16:00 <=t< 17:00 |  |  | kWh | Array |  |  |  | 1: 0; 2: 0; 3: 0
17:00 <=t< 18:00 |  |  | kWh | Array |  |  |  | 1: 0; 2: 0; 3: 0
18:00 <=t< 19:00 |  |  | kWh | Array |  |  |  | 1: 0; 2: 0; 3: 0
19:00 <=t< 20:00 |  |  | kWh | Array |  |  |  | 1: 0; 2: 0; 3: 0
20:00 <=t< 21:00 |  |  | kWh | Array |  |  |  | 1: 0; 2: 0; 3: 0
21:00 <=t< 22:00 |  |  | kWh | Array |  |  |  | 1: 0; 2: 0; 3: 0
22:00 <=t< 23:00 |  |  | kWh | Array |  |  |  | 1: 0; 2: 0; 3: 0
23:00 <=t< 0:00 |  |  | kWh | Array |  |  |  | 1: 0; 2: 0; 3: 0
Daily total of hourly needs |  |  | kWh | Array |  |  |  | 1: 0; 2: 0; 3: 0
Yearly total of hourly needs | QW;nd |  | kWh | 0 | 36 |  | Calculated on "Output_interface" sheet
Yearly total of monthly needs | QW;nd |  | kWh | 0
𝑄_(𝑊;𝑛𝑑;𝑑;𝑟𝑒𝑓)=𝑛_𝑢×𝑞_(𝑊;𝑏;𝑑)
𝑉_(𝑊;𝑛𝑑;𝑑)=𝑄_(𝑊;𝑛𝑑;𝑑;𝑟𝑒𝑓)/(ρ_𝑊×𝑐_𝑊×(𝜃_(𝑊,𝑑𝑟𝑎𝑤)−𝜃_(𝑊,𝑐;𝑟𝑒𝑓) ) )
𝑄_(𝑊;𝑛𝑑;𝑑;𝑟𝑒𝑓)=𝐴×𝑞_(𝑊;𝑏;𝑑)
𝑉_(𝑊;𝑛𝑑;𝑑)=𝑄_(𝑊;𝑛𝑑;𝑑;𝑟𝑒𝑓)/(ρ_𝑊×𝑐_𝑊×(𝜃_(𝑊,𝑑𝑟𝑎𝑤)−𝜃_(𝑊,𝑐;𝑟𝑒𝑓) ) )
𝑉_(𝑊;𝑛𝑑;𝑑;𝑟𝑒𝑓)=𝑉_(𝑊;𝑓;𝑑𝑎𝑦)×𝑓
𝑉_(𝑊;𝑛𝑑;𝑑)=𝑉_(𝑊;𝑛𝑑;𝑑;𝑟𝑒𝑓)×(𝜃_(𝑊,ℎ,𝑟𝑒𝑓)−𝜃_(𝑊,𝑐;𝑟𝑒𝑓))/(𝜃_(𝑊,𝑑𝑟𝑎𝑤)−𝜃_(𝑊,𝑐;𝑟𝑒𝑓) )
𝑛_(𝑝;𝑒𝑞;𝑚𝑎𝑥;𝑠𝑓ℎ)=■8(1 𝑖𝑓 〖 𝐴〗_ℎ<30 𝑚²@[1.75−0,01875×(70−𝐴_ℎ ) ] 𝑖𝑓 30 𝑚^2 ≤𝐴_ℎ<70 𝑚²@0,025×𝐴_ℎ 𝑖𝑓 〖 𝐴〗_ℎ ≥70 𝑚²)
𝑛_(𝑝;𝑒𝑞;𝑚𝑎𝑥;𝑎𝑝𝑟)=■8(1 𝑖𝑓 〖 𝐴〗_ℎ<10 𝑚²@[1.75−0,01875×(50−𝐴_ℎ ) ] 𝑖𝑓 10 𝑚^2 ≤𝐴_ℎ<50 𝑚²@0,035×𝐴_ℎ 𝑖𝑓 〖 𝐴〗_ℎ ≥50 𝑚²)
𝑛_(𝑝;𝑒𝑞)=■8(𝑛_(𝑝;𝑒𝑞;𝑚𝑎𝑥) 𝑖𝑓 𝑛_(𝑝;𝑒𝑞;𝑚𝑎𝑥)<1.75@1.75+0.3×(𝑛_(𝑝;𝑒𝑞;𝑚𝑎𝑥)−1.75) 𝑖𝑓 𝑛_(𝑝;𝑒𝑞;𝑚𝑎𝑥)≥1,75)
𝑉_(𝑊;𝑛𝑑;𝑑;𝑟𝑒𝑓)=𝑚𝑎𝑥[40.71;3.26×𝐴_ℎ/𝑛_(𝑃;𝑒𝑞) ]
𝑉_(𝑊;𝑛𝑑;𝑑)=𝑉_(𝑊;𝑛𝑑;𝑑;𝑟𝑒𝑓)×(𝜃_(𝑊,ℎ,𝑟𝑒𝑓)−𝜃_(𝑊,𝑐;𝑟𝑒𝑓))/(𝜃_(𝑊,𝑑𝑟𝑎𝑤)−𝜃_(𝑊,𝑐;𝑟𝑒𝑓) )
𝑄_(𝑊;𝑛𝑑;𝑑)=𝑉_(𝑊;𝑛𝑑;𝑑)×𝜌_𝑊×𝑐_𝑊×(𝜃_(𝑊,𝑑𝑟𝑎𝑤)−𝜃_(𝑊,𝑐𝑜𝑙𝑑) )
𝑄_(𝑊;𝑛𝑑;𝑚.𝑖)=𝑄_(𝑊;𝑛𝑑;𝑑)×𝑛_(𝑚,1)
𝑄_(𝑊;𝑛𝑑)=∑2_𝑖▒𝑄_(𝑊;𝑛𝑑;𝑚.𝑖)
𝑥_(𝑊;𝑤𝑟𝑘;𝑦)=𝑥_(𝑊;𝑤𝑟𝑘;𝑑)×𝑛_(𝑑𝑎𝑦;𝑤𝑟𝑘)
𝑥_(𝑊;𝑡𝑜𝑡;𝑦)=∑▒𝑥_(𝑊;𝑥;𝑦)
𝑓_(𝑥;𝑎𝑣𝑔)=𝑛_(𝑑𝑎𝑦;𝑡𝑜𝑡)/𝑥_(𝑊;𝑡𝑜𝑡;𝑦)
𝑥_(𝑊;𝑤𝑟𝑘;ℎ,𝑖;𝑐𝑜𝑟𝑟)=〖𝑥_(𝑊;𝑤𝑟𝑘;ℎ,𝑖)×𝑓〗_(𝑥;𝑎𝑣𝑔)
𝑥_(𝑊;𝑠𝑎𝑡;ℎ,𝑖;𝑐𝑜𝑟𝑟)=〖𝑥_(𝑊;𝑠𝑎𝑡;ℎ,𝑖)×𝑓〗_(𝑥;𝑎𝑣𝑔)
𝑥_(𝑊;ℎ𝑜𝑙;ℎ,𝑖;𝑐𝑜𝑟𝑟)=〖𝑥_(𝑊;ℎ𝑜𝑙;ℎ,𝑖)×𝑓〗_(𝑥;𝑎𝑣𝑔)
𝑉_(𝑊;𝑛𝑑;𝑤𝑟𝑘;ℎ,𝑖)=𝑥_(𝑊;𝑤𝑟𝑘;ℎ,𝑖;𝑐𝑜𝑟𝑟)×𝑉_(𝑊;𝑛𝑑;𝑑)
𝑉_(𝑊;𝑛𝑑;𝑑;𝑟𝑒𝑓)=𝑉_(𝑊;𝑃;𝑑𝑎𝑦)×𝑛_(𝑃;𝑒𝑞)
𝑥_(𝑊;𝑤𝑟𝑘;𝑑)= ∑26_(𝑖=1)^24▒𝑥_(𝑊;𝑤𝑟𝑘;ℎ,𝑖)
𝑥_(𝑊;𝑠𝑎𝑡;𝑑)= ∑26_(𝑖=1)^24▒𝑥_(𝑊;𝑠𝑎𝑡;ℎ,𝑖)
𝑥_(𝑊;ℎ𝑜𝑙;𝑑)= ∑26_(𝑖=1)^24▒𝑥_(𝑊;ℎ𝑜𝑙;ℎ,𝑖)
𝑥_(𝑊;𝑠𝑎𝑡;𝑦)=𝑥_(𝑊;𝑠𝑎𝑡;𝑑)×𝑛_(𝑑𝑎𝑦;𝑠𝑎𝑡)
𝑥_(𝑊;ℎ𝑜𝑙;𝑦)=𝑥_(𝑊;ℎ𝑜𝑙;𝑑)×𝑛_(𝑑𝑎𝑦;ℎ𝑜𝑙)
𝑉_(𝑊;𝑛𝑑;𝑠𝑎𝑡;ℎ,𝑖)=𝑥_(𝑊;𝑠𝑎𝑡;ℎ,𝑖;𝑐𝑜𝑟𝑟)×𝑉_(𝑊;𝑛𝑑;𝑑)
𝑉_(𝑊;𝑛𝑑;ℎ𝑜𝑙;ℎ,𝑖)=𝑥_(𝑊;ℎ𝑜𝑙;ℎ,𝑖;𝑐𝑜𝑟𝑟)×𝑉_(𝑊;𝑛𝑑;𝑑)
𝑄_(𝑊;𝑛𝑑;𝑤𝑟𝑘;ℎ,𝑖)=𝑥_(𝑊;𝑤𝑟𝑘;ℎ,𝑖;𝑐𝑜𝑟𝑟)×𝑄_(𝑊;𝑛𝑑;𝑑)
𝑄_(𝑊;𝑛𝑑;𝑠𝑎𝑡;ℎ,𝑖)=𝑥_(𝑊;𝑠𝑎𝑡;ℎ,𝑖;𝑐𝑜𝑟𝑟)×𝑄_(𝑊;𝑛𝑑;𝑑)
𝑄_(𝑊;𝑛𝑑;ℎ𝑜𝑙;ℎ,𝑖)=𝑥_(𝑊;ℎ𝑜𝑙;ℎ,𝑖;𝑐𝑜𝑟𝑟)×𝑄_(𝑊;𝑛𝑑;𝑑)
𝑉_(𝑊;𝑛𝑑;𝑚.𝑖)=𝑉_(𝑊;𝑛𝑑;𝑑)×𝑛_(𝑚,1)
𝑉_(𝑊;𝑛𝑑)=∑2_𝑖▒𝑉_(𝑊;𝑛𝑑;𝑚.𝑖)

## Method_output
THIS IS A MANDATORY SHEET Output of one step calculation shall be indicated here. Each cell in the column value shall be a reference to a single cell in the "Method_calculation" sheet. The macro will take the calculation step results and fill the values table in the "Output_series" sheet.
Name | Symbol | Software name | Unit | Value | Range | Intended destination | Varying | Notes
Energy flow data
Daily volume need | VW;nd;d;θdraw | VW_ND_D_THETADRAW | m³ | 0 | 0...∞ | M8-1 | NO
Daily energy need | QW;nd;d | QW_ND_D | kWh | 0 | 0...∞ | M8-1 | NO
Yearly total of volume needs | VW;nd | VW_ND | m³ | 0 | 0...∞ | M8-1 | NO
Yearly total of energy needs | QW;nd | QW_ND | kWh | 0 | 0...∞ | M8-1 | NO
Index of month | i | M_I |  | Array | 1…12 | M8-1 | NO |  | 1 | 2 | 3 | 4 | 5 | 6 | 7 | 8 | 9 | 10 | 11 | 12
Monthly volume need | VW;nd;m,i | VW_ND_M_I | m³ | Array | 0...∞ | M8-1 | NO | See sheet "Output_interface" | 0 | 0 | 0 | 0 | 0 | 0 | 0 | 0 | 0 | 0 | 0 | 0
Monthly energy need | QW;nd;m,i | QW_ND_M_I | kWh | Array | 0...∞ | M8-1 | NO | See sheet "Output_interface" | 0 | 0 | 0 | 0 | 0 | 0 | 0 | 0 | 0 | 0 | 0 | 0
Hourly volume need | VW;nd;h,i | VW_ND_H_I | m³ | Array | 0...∞ | M8-1 | NO | See sheet "Output_interface"
Hourly energy need | QW;nd;h,i | QW_ND_H_I | kWh | Array | 0...∞ | M8-1 | NO | See sheet "Output_interface"

## Output_interface
RESULTS FOR MONTHLY CALCULATION
Monthly details
Month name | Days | Month index | VW;nd;h,i | QW;nd;h,i
|  | i | m³ | kWh
January | 31 | 1 | 0 | 0
February | 28 | 2 | 0 | 0
March | 31 | 3 | 0 | 0
April | 30 | 4 | 0 | 0
May | 31 | 5 | 0 | 0
June | 30 | 6 | 0 | 0
July | 31 | 7 | 0 | 0
August | 31 | 8 | 0 | 0
September | 30 | 9 | 0 | 0
October | 31 | 10 | 0 | 0
Novenber | 30 | 11 | 0 | 0
December | 31 | 12 | 0 | 0
Yearly totals
| Ndays |  | VW;nd | QW;nd
|  |  | m³ | kWh
Yearly total | 365 |  | 0 | 0
Values for comparison with hourly method |  |  | 0 | 0
RESULTS FOR HOURLY CALCULATION
Year |  |  | 2015 |  | 1 | Workday
Number of days of year |  | Ndays | 365 |  | 2 | Saturday
Bisestile |  |  | FALSE |  | 3 | Holiday
Symbol |  |  | VW;nd | QW;nd
Unit |  |  | m³ | kWh
Yearly total of hourly needs |  |  | 0 | 0
Date and time | Type | Hour | VW;nd;h,i | QW;nd;h,i | Day code | Type code | Hour of day
|  | i | m³ | kWh
2015-01-01 | Workday | 1 | 0 | 0 | 4 | 1 | 1
2015-01-01 01:00 |  | 2 | 0 | 0 | 4 | 1 | 2
2015-01-01 02:00 |  | 3 | 0 | 0 | 4 | 1 | 3
2015-01-01 03:00 |  | 4 | 0 | 0 | 4 | 1 | 4
2015-01-01 04:00 |  | 5 | 0 | 0 | 4 | 1 | 5
2015-01-01 05:00 |  | 6 | 0 | 0 | 4 | 1 | 6
2015-01-01 06:00 |  | 7 | 0 | 0 | 4 | 1 | 7
2015-01-01 07:00 |  | 8 | 0 | 0 | 4 | 1 | 8
2015-01-01 08:00 |  | 9 | 0 | 0 | 4 | 1 | 9
2015-01-01 09:00 |  | 10 | 0 | 0 | 4 | 1 | 10
2015-01-01 10:00 |  | 11 | 0 | 0 | 4 | 1 | 11
2015-01-01 11:00 |  | 12 | 0 | 0 | 4 | 1 | 12
2015-01-01 12:00 |  | 13 | 0 | 0 | 4 | 1 | 13
2015-01-01 13:00 |  | 14 | 0 | 0 | 4 | 1 | 14
2015-01-01 14:00 |  | 15 | 0 | 0 | 4 | 1 | 15
2015-01-01 15:00 |  | 16 | 0 | 0 | 4 | 1 | 16
2015-01-01 16:00 |  | 17 | 0 | 0 | 4 | 1 | 17
2015-01-01 17:00 |  | 18 | 0 | 0 | 4 | 1 | 18
2015-01-01 18:00 |  | 19 | 0 | 0 | 4 | 1 | 19
2015-01-01 19:00 |  | 20 | 0 | 0 | 4 | 1 | 20
2015-01-01 20:00 |  | 21 | 0 | 0 | 4 | 1 | 21
2015-01-01 21:00 |  | 22 | 0 | 0 | 4 | 1 | 22
2015-01-01 22:00 |  | 23 | 0 | 0 | 4 | 1 | 23
2015-01-01 23:00 |  | 24 | 0 | 0 | 4 | 1 | 24
2015-01-02 | Workday | 25 | 0 | 0 | 5 | 1 | 1
2015-01-02 01:00 |  | 26 | 0 | 0 | 5 | 1 | 2
2015-01-02 02:00 |  | 27 | 0 | 0 | 5 | 1 | 3
2015-01-02 03:00 |  | 28 | 0 | 0 | 5 | 1 | 4
2015-01-02 04:00 |  | 29 | 0 | 0 | 5 | 1 | 5
2015-01-02 05:00 |  | 30 | 0 | 0 | 5 | 1 | 6
2015-01-02 06:00 |  | 31 | 0 | 0 | 5 | 1 | 7
2015-01-02 07:00 |  | 32 | 0 | 0 | 5 | 1 | 8
2015-01-02 08:00 |  | 33 | 0 | 0 | 5 | 1 | 9
2015-01-02 09:00 |  | 34 | 0 | 0 | 5 | 1 | 10
2015-01-02 10:00 |  | 35 | 0 | 0 | 5 | 1 | 11
2015-01-02 11:00 |  | 36 | 0 | 0 | 5 | 1 | 12
2015-01-02 12:00 |  | 37 | 0 | 0 | 5 | 1 | 13
2015-01-02 13:00 |  | 38 | 0 | 0 | 5 | 1 | 14
2015-01-02 14:00 |  | 39 | 0 | 0 | 5 | 1 | 15
2015-01-02 15:00 |  | 40 | 0 | 0 | 5 | 1 | 16
2015-01-02 16:00 |  | 41 | 0 | 0 | 5 | 1 | 17
2015-01-02 17:00 |  | 42 | 0 | 0 | 5 | 1 | 18
2015-01-02 18:00 |  | 43 | 0 | 0 | 5 | 1 | 19
2015-01-02 19:00 |  | 44 | 0 | 0 | 5 | 1 | 20
2015-01-02 20:00 |  | 45 | 0 | 0 | 5 | 1 | 21
2015-01-02 21:00 |  | 46 | 0 | 0 | 5 | 1 | 22
2015-01-02 22:00 |  | 47 | 0 | 0 | 5 | 1 | 23
2015-01-02 23:00 |  | 48 | 0 | 0 | 5 | 1 | 24
2015-01-03 | Saturday | 49 | 0 | 0 | 6 | 2 | 1
2015-01-03 01:00 |  | 50 | 0 | 0 | 6 | 2 | 2
2015-01-03 02:00 |  | 51 | 0 | 0 | 6 | 2 | 3
2015-01-03 03:00 |  | 52 | 0 | 0 | 6 | 2 | 4
2015-01-03 04:00 |  | 53 | 0 | 0 | 6 | 2 | 5
2015-01-03 05:00 |  | 54 | 0 | 0 | 6 | 2 | 6
2015-01-03 06:00 |  | 55 | 0 | 0 | 6 | 2 | 7
2015-01-03 07:00 |  | 56 | 0 | 0 | 6 | 2 | 8
2015-01-03 08:00 |  | 57 | 0 | 0 | 6 | 2 | 9
2015-01-03 09:00 |  | 58 | 0 | 0 | 6 | 2 | 10
2015-01-03 10:00 |  | 59 | 0 | 0 | 6 | 2 | 11
2015-01-03 11:00 |  | 60 | 0 | 0 | 6 | 2 | 12
2015-01-03 12:00 |  | 61 | 0 | 0 | 6 | 2 | 13
2015-01-03 13:00 |  | 62 | 0 | 0 | 6 | 2 | 14
2015-01-03 14:00 |  | 63 | 0 | 0 | 6 | 2 | 15
2015-01-03 15:00 |  | 64 | 0 | 0 | 6 | 2 | 16
2015-01-03 16:00 |  | 65 | 0 | 0 | 6 | 2 | 17
2015-01-03 17:00 |  | 66 | 0 | 0 | 6 | 2 | 18
2015-01-03 18:00 |  | 67 | 0 | 0 | 6 | 2 | 19
2015-01-03 19:00 |  | 68 | 0 | 0 | 6 | 2 | 20
2015-01-03 20:00 |  | 69 | 0 | 0 | 6 | 2 | 21
2015-01-03 21:00 |  | 70 | 0 | 0 | 6 | 2 | 22
2015-01-03 22:00 |  | 71 | 0 | 0 | 6 | 2 | 23
2015-01-03 23:00 |  | 72 | 0 | 0 | 6 | 2 | 24
2015-01-04 | Holiday | 73 | 0 | 0 | 7 | 3 | 1
2015-01-04 01:00 |  | 74 | 0 | 0 | 7 | 3 | 2
2015-01-04 02:00 |  | 75 | 0 | 0 | 7 | 3 | 3
2015-01-04 03:00 |  | 76 | 0 | 0 | 7 | 3 | 4
2015-01-04 04:00 |  | 77 | 0 | 0 | 7 | 3 | 5
2015-01-04 05:00 |  | 78 | 0 | 0 | 7 | 3 | 6
2015-01-04 06:00 |  | 79 | 0 | 0 | 7 | 3 | 7
2015-01-04 07:00 |  | 80 | 0 | 0 | 7 | 3 | 8
2015-01-04 08:00 |  | 81 | 0 | 0 | 7 | 3 | 9
2015-01-04 09:00 |  | 82 | 0 | 0 | 7 | 3 | 10
2015-01-04 10:00 |  | 83 | 0 | 0 | 7 | 3 | 11
2015-01-04 11:00 |  | 84 | 0 | 0 | 7 | 3 | 12
2015-01-04 12:00 |  | 85 | 0 | 0 | 7 | 3 | 13
2015-01-04 13:00 |  | 86 | 0 | 0 | 7 | 3 | 14
2015-01-04 14:00 |  | 87 | 0 | 0 | 7 | 3 | 15
2015-01-04 15:00 |  | 88 | 0 | 0 | 7 | 3 | 16
2015-01-04 16:00 |  | 89 | 0 | 0 | 7 | 3 | 17
2015-01-04 17:00 |  | 90 | 0 | 0 | 7 | 3 | 18
2015-01-04 18:00 |  | 91 | 0 | 0 | 7 | 3 | 19
2015-01-04 19:00 |  | 92 | 0 | 0 | 7 | 3 | 20
2015-01-04 20:00 |  | 93 | 0 | 0 | 7 | 3 | 21
2015-01-04 21:00 |  | 94 | 0 | 0 | 7 | 3 | 22
2015-01-04 22:00 |  | 95 | 0 | 0 | 7 | 3 | 23
2015-01-04 23:00 |  | 96 | 0 | 0 | 7 | 3 | 24
2015-01-05 | Workday | 97 | 0 | 0 | 1 | 1 | 1
2015-01-05 01:00 |  | 98 | 0 | 0 | 1 | 1 | 2
2015-01-05 02:00 |  | 99 | 0 | 0 | 1 | 1 | 3
2015-01-05 03:00 |  | 100 | 0 | 0 | 1 | 1 | 4
2015-01-05 04:00 |  | 101 | 0 | 0 | 1 | 1 | 5
2015-01-05 05:00 |  | 102 | 0 | 0 | 1 | 1 | 6
2015-01-05 06:00 |  | 103 | 0 | 0 | 1 | 1 | 7
2015-01-05 07:00 |  | 104 | 0 | 0 | 1 | 1 | 8
2015-01-05 08:00 |  | 105 | 0 | 0 | 1 | 1 | 9
2015-01-05 09:00 |  | 106 | 0 | 0 | 1 | 1 | 10
2015-01-05 10:00 |  | 107 | 0 | 0 | 1 | 1 | 11
2015-01-05 11:00 |  | 108 | 0 | 0 | 1 | 1 | 12
2015-01-05 12:00 |  | 109 | 0 | 0 | 1 | 1 | 13
2015-01-05 13:00 |  | 110 | 0 | 0 | 1 | 1 | 14
2015-01-05 14:00 |  | 111 | 0 | 0 | 1 | 1 | 15
2015-01-05 15:00 |  | 112 | 0 | 0 | 1 | 1 | 16
2015-01-05 16:00 |  | 113 | 0 | 0 | 1 | 1 | 17
2015-01-05 17:00 |  | 114 | 0 | 0 | 1 | 1 | 18
2015-01-05 18:00 |  | 115 | 0 | 0 | 1 | 1 | 19
2015-01-05 19:00 |  | 116 | 0 | 0 | 1 | 1 | 20
2015-01-05 20:00 |  | 117 | 0 | 0 | 1 | 1 | 21
2015-01-05 21:00 |  | 118 | 0 | 0 | 1 | 1 | 22
2015-01-05 22:00 |  | 119 | 0 | 0 | 1 | 1 | 23
2015-01-05 23:00 |  | 120 | 0 | 0 | 1 | 1 | 24
2015-01-06 | Workday | 121 | 0 | 0 | 2 | 1 | 1
2015-01-06 01:00 |  | 122 | 0 | 0 | 2 | 1 | 2
2015-01-06 02:00 |  | 123 | 0 | 0 | 2 | 1 | 3
2015-01-06 03:00 |  | 124 | 0 | 0 | 2 | 1 | 4
2015-01-06 04:00 |  | 125 | 0 | 0 | 2 | 1 | 5
2015-01-06 05:00 |  | 126 | 0 | 0 | 2 | 1 | 6
2015-01-06 06:00 |  | 127 | 0 | 0 | 2 | 1 | 7
2015-01-06 07:00 |  | 128 | 0 | 0 | 2 | 1 | 8
2015-01-06 08:00 |  | 129 | 0 | 0 | 2 | 1 | 9
2015-01-06 09:00 |  | 130 | 0 | 0 | 2 | 1 | 10
2015-01-06 10:00 |  | 131 | 0 | 0 | 2 | 1 | 11
2015-01-06 11:00 |  | 132 | 0 | 0 | 2 | 1 | 12
2015-01-06 12:00 |  | 133 | 0 | 0 | 2 | 1 | 13
2015-01-06 13:00 |  | 134 | 0 | 0 | 2 | 1 | 14
2015-01-06 14:00 |  | 135 | 0 | 0 | 2 | 1 | 15
2015-01-06 15:00 |  | 136 | 0 | 0 | 2 | 1 | 16
2015-01-06 16:00 |  | 137 | 0 | 0 | 2 | 1 | 17
2015-01-06 17:00 |  | 138 | 0 | 0 | 2 | 1 | 18
2015-01-06 18:00 |  | 139 | 0 | 0 | 2 | 1 | 19
2015-01-06 19:00 |  | 140 | 0 | 0 | 2 | 1 | 20
2015-01-06 20:00 |  | 141 | 0 | 0 | 2 | 1 | 21
2015-01-06 21:00 |  | 142 | 0 | 0 | 2 | 1 | 22
2015-01-06 22:00 |  | 143 | 0 | 0 | 2 | 1 | 23
2015-01-06 23:00 |  | 144 | 0 | 0 | 2 | 1 | 24
2015-01-07 | Workday | 145 | 0 | 0 | 3 | 1 | 1
2015-01-07 01:00 |  | 146 | 0 | 0 | 3 | 1 | 2
2015-01-07 02:00 |  | 147 | 0 | 0 | 3 | 1 | 3
2015-01-07 03:00 |  | 148 | 0 | 0 | 3 | 1 | 4
2015-01-07 04:00 |  | 149 | 0 | 0 | 3 | 1 | 5
2015-01-07 05:00 |  | 150 | 0 | 0 | 3 | 1 | 6
2015-01-07 06:00 |  | 151 | 0 | 0 | 3 | 1 | 7
2015-01-07 07:00 |  | 152 | 0 | 0 | 3 | 1 | 8
2015-01-07 08:00 |  | 153 | 0 | 0 | 3 | 1 | 9
2015-01-07 09:00 |  | 154 | 0 | 0 | 3 | 1 | 10
2015-01-07 10:00 |  | 155 | 0 | 0 | 3 | 1 | 11
2015-01-07 11:00 |  | 156 | 0 | 0 | 3 | 1 | 12
2015-01-07 12:00 |  | 157 | 0 | 0 | 3 | 1 | 13
2015-01-07 13:00 |  | 158 | 0 | 0 | 3 | 1 | 14
2015-01-07 14:00 |  | 159 | 0 | 0 | 3 | 1 | 15
2015-01-07 15:00 |  | 160 | 0 | 0 | 3 | 1 | 16
2015-01-07 16:00 |  | 161 | 0 | 0 | 3 | 1 | 17
2015-01-07 17:00 |  | 162 | 0 | 0 | 3 | 1 | 18
2015-01-07 18:00 |  | 163 | 0 | 0 | 3 | 1 | 19
2015-01-07 19:00 |  | 164 | 0 | 0 | 3 | 1 | 20
2015-01-07 20:00 |  | 165 | 0 | 0 | 3 | 1 | 21
2015-01-07 21:00 |  | 166 | 0 | 0 | 3 | 1 | 22
2015-01-07 22:00 |  | 167 | 0 | 0 | 3 | 1 | 23
2015-01-07 23:00 |  | 168 | 0 | 0 | 3 | 1 | 24
2015-01-08 | Workday | 169 | 0 | 0 | 4 | 1 | 1
2015-01-08 01:00 |  | 170 | 0 | 0 | 4 | 1 | 2
2015-01-08 02:00 |  | 171 | 0 | 0 | 4 | 1 | 3
2015-01-08 03:00 |  | 172 | 0 | 0 | 4 | 1 | 4
2015-01-08 04:00 |  | 173 | 0 | 0 | 4 | 1 | 5
2015-01-08 05:00 |  | 174 | 0 | 0 | 4 | 1 | 6
2015-01-08 06:00 |  | 175 | 0 | 0 | 4 | 1 | 7
2015-01-08 07:00 |  | 176 | 0 | 0 | 4 | 1 | 8
2015-01-08 08:00 |  | 177 | 0 | 0 | 4 | 1 | 9
2015-01-08 09:00 |  | 178 | 0 | 0 | 4 | 1 | 10
2015-01-08 10:00 |  | 179 | 0 | 0 | 4 | 1 | 11
2015-01-08 11:00 |  | 180 | 0 | 0 | 4 | 1 | 12
2015-01-08 12:00 |  | 181 | 0 | 0 | 4 | 1 | 13
2015-01-08 13:00 |  | 182 | 0 | 0 | 4 | 1 | 14
2015-01-08 14:00 |  | 183 | 0 | 0 | 4 | 1 | 15
2015-01-08 15:00 |  | 184 | 0 | 0 | 4 | 1 | 16
2015-01-08 16:00 |  | 185 | 0 | 0 | 4 | 1 | 17
2015-01-08 17:00 |  | 186 | 0 | 0 | 4 | 1 | 18
2015-01-08 18:00 |  | 187 | 0 | 0 | 4 | 1 | 19
2015-01-08 19:00 |  | 188 | 0 | 0 | 4 | 1 | 20
2015-01-08 20:00 |  | 189 | 0 | 0 | 4 | 1 | 21
2015-01-08 21:00 |  | 190 | 0 | 0 | 4 | 1 | 22
2015-01-08 22:00 |  | 191 | 0 | 0 | 4 | 1 | 23
2015-01-08 23:00 |  | 192 | 0 | 0 | 4 | 1 | 24
2015-01-09 | Workday | 193 | 0 | 0 | 5 | 1 | 1
2015-01-09 01:00 |  | 194 | 0 | 0 | 5 | 1 | 2
2015-01-09 02:00 |  | 195 | 0 | 0 | 5 | 1 | 3
2015-01-09 03:00 |  | 196 | 0 | 0 | 5 | 1 | 4
2015-01-09 04:00 |  | 197 | 0 | 0 | 5 | 1 | 5
2015-01-09 05:00 |  | 198 | 0 | 0 | 5 | 1 | 6
2015-01-09 06:00 |  | 199 | 0 | 0 | 5 | 1 | 7
2015-01-09 07:00 |  | 200 | 0 | 0 | 5 | 1 | 8
2015-01-09 08:00 |  | 201 | 0 | 0 | 5 | 1 | 9
2015-01-09 09:00 |  | 202 | 0 | 0 | 5 | 1 | 10
2015-01-09 10:00 |  | 203 | 0 | 0 | 5 | 1 | 11
2015-01-09 11:00 |  | 204 | 0 | 0 | 5 | 1 | 12
2015-01-09 12:00 |  | 205 | 0 | 0 | 5 | 1 | 13
2015-01-09 13:00 |  | 206 | 0 | 0 | 5 | 1 | 14
2015-01-09 14:00 |  | 207 | 0 | 0 | 5 | 1 | 15
2015-01-09 15:00 |  | 208 | 0 | 0 | 5 | 1 | 16
2015-01-09 16:00 |  | 209 | 0 | 0 | 5 | 1 | 17
2015-01-09 17:00 |  | 210 | 0 | 0 | 5 | 1 | 18
2015-01-09 18:00 |  | 211 | 0 | 0 | 5 | 1 | 19
2015-01-09 19:00 |  | 212 | 0 | 0 | 5 | 1 | 20
2015-01-09 20:00 |  | 213 | 0 | 0 | 5 | 1 | 21
2015-01-09 21:00 |  | 214 | 0 | 0 | 5 | 1 | 22
2015-01-09 22:00 |  | 215 | 0 | 0 | 5 | 1 | 23
2015-01-09 23:00 |  | 216 | 0 | 0 | 5 | 1 | 24
2015-01-10 | Saturday | 217 | 0 | 0 | 6 | 2 | 1
2015-01-10 01:00 |  | 218 | 0 | 0 | 6 | 2 | 2
2015-01-10 02:00 |  | 219 | 0 | 0 | 6 | 2 | 3
2015-01-10 03:00 |  | 220 | 0 | 0 | 6 | 2 | 4
2015-01-10 04:00 |  | 221 | 0 | 0 | 6 | 2 | 5
2015-01-10 05:00 |  | 222 | 0 | 0 | 6 | 2 | 6
2015-01-10 06:00 |  | 223 | 0 | 0 | 6 | 2 | 7
2015-01-10 07:00 |  | 224 | 0 | 0 | 6 | 2 | 8
2015-01-10 08:00 |  | 225 | 0 | 0 | 6 | 2 | 9
2015-01-10 09:00 |  | 226 | 0 | 0 | 6 | 2 | 10
2015-01-10 10:00 |  | 227 | 0 | 0 | 6 | 2 | 11
2015-01-10 11:00 |  | 228 | 0 | 0 | 6 | 2 | 12
2015-01-10 12:00 |  | 229 | 0 | 0 | 6 | 2 | 13
2015-01-10 13:00 |  | 230 | 0 | 0 | 6 | 2 | 14
2015-01-10 14:00 |  | 231 | 0 | 0 | 6 | 2 | 15
2015-01-10 15:00 |  | 232 | 0 | 0 | 6 | 2 | 16
2015-01-10 16:00 |  | 233 | 0 | 0 | 6 | 2 | 17
2015-01-10 17:00 |  | 234 | 0 | 0 | 6 | 2 | 18
2015-01-10 18:00 |  | 235 | 0 | 0 | 6 | 2 | 19
2015-01-10 19:00 |  | 236 | 0 | 0 | 6 | 2 | 20
2015-01-10 20:00 |  | 237 | 0 | 0 | 6 | 2 | 21
2015-01-10 21:00 |  | 238 | 0 | 0 | 6 | 2 | 22
2015-01-10 22:00 |  | 239 | 0 | 0 | 6 | 2 | 23
2015-01-10 23:00 |  | 240 | 0 | 0 | 6 | 2 | 24
2015-01-11 | Holiday | 241 | 0 | 0 | 7 | 3 | 1
2015-01-11 01:00 |  | 242 | 0 | 0 | 7 | 3 | 2
2015-01-11 02:00 |  | 243 | 0 | 0 | 7 | 3 | 3
2015-01-11 03:00 |  | 244 | 0 | 0 | 7 | 3 | 4
2015-01-11 04:00 |  | 245 | 0 | 0 | 7 | 3 | 5
2015-01-11 05:00 |  | 246 | 0 | 0 | 7 | 3 | 6
2015-01-11 06:00 |  | 247 | 0 | 0 | 7 | 3 | 7
2015-01-11 07:00 |  | 248 | 0 | 0 | 7 | 3 | 8
2015-01-11 08:00 |  | 249 | 0 | 0 | 7 | 3 | 9
2015-01-11 09:00 |  | 250 | 0 | 0 | 7 | 3 | 10
2015-01-11 10:00 |  | 251 | 0 | 0 | 7 | 3 | 11
2015-01-11 11:00 |  | 252 | 0 | 0 | 7 | 3 | 12
2015-01-11 12:00 |  | 253 | 0 | 0 | 7 | 3 | 13
2015-01-11 13:00 |  | 254 | 0 | 0 | 7 | 3 | 14
2015-01-11 14:00 |  | 255 | 0 | 0 | 7 | 3 | 15
2015-01-11 15:00 |  | 256 | 0 | 0 | 7 | 3 | 16
2015-01-11 16:00 |  | 257 | 0 | 0 | 7 | 3 | 17
2015-01-11 17:00 |  | 258 | 0 | 0 | 7 | 3 | 18
2015-01-11 18:00 |  | 259 | 0 | 0 | 7 | 3 | 19
2015-01-11 19:00 |  | 260 | 0 | 0 | 7 | 3 | 20
2015-01-11 20:00 |  | 261 | 0 | 0 | 7 | 3 | 21
2015-01-11 21:00 |  | 262 | 0 | 0 | 7 | 3 | 22
2015-01-11 22:00 |  | 263 | 0 | 0 | 7 | 3 | 23
2015-01-11 23:00 |  | 264 | 0 | 0 | 7 | 3 | 24
2015-01-12 | Workday | 265 | 0 | 0 | 1 | 1 | 1
2015-01-12 01:00 |  | 266 | 0 | 0 | 1 | 1 | 2
2015-01-12 02:00 |  | 267 | 0 | 0 | 1 | 1 | 3
2015-01-12 03:00 |  | 268 | 0 | 0 | 1 | 1 | 4
2015-01-12 04:00 |  | 269 | 0 | 0 | 1 | 1 | 5
2015-01-12 05:00 |  | 270 | 0 | 0 | 1 | 1 | 6
2015-01-12 06:00 |  | 271 | 0 | 0 | 1 | 1 | 7
2015-01-12 07:00 |  | 272 | 0 | 0 | 1 | 1 | 8
2015-01-12 08:00 |  | 273 | 0 | 0 | 1 | 1 | 9
2015-01-12 09:00 |  | 274 | 0 | 0 | 1 | 1 | 10
2015-01-12 10:00 |  | 275 | 0 | 0 | 1 | 1 | 11
2015-01-12 11:00 |  | 276 | 0 | 0 | 1 | 1 | 12
2015-01-12 12:00 |  | 277 | 0 | 0 | 1 | 1 | 13
2015-01-12 13:00 |  | 278 | 0 | 0 | 1 | 1 | 14
2015-01-12 14:00 |  | 279 | 0 | 0 | 1 | 1 | 15
2015-01-12 15:00 |  | 280 | 0 | 0 | 1 | 1 | 16
2015-01-12 16:00 |  | 281 | 0 | 0 | 1 | 1 | 17
2015-01-12 17:00 |  | 282 | 0 | 0 | 1 | 1 | 18
2015-01-12 18:00 |  | 283 | 0 | 0 | 1 | 1 | 19
2015-01-12 19:00 |  | 284 | 0 | 0 | 1 | 1 | 20
2015-01-12 20:00 |  | 285 | 0 | 0 | 1 | 1 | 21
2015-01-12 21:00 |  | 286 | 0 | 0 | 1 | 1 | 22
2015-01-12 22:00 |  | 287 | 0 | 0 | 1 | 1 | 23
2015-01-12 23:00 |  | 288 | 0 | 0 | 1 | 1 | 24
2015-01-13 | Workday | 289 | 0 | 0 | 2 | 1 | 1
2015-01-13 01:00 |  | 290 | 0 | 0 | 2 | 1 | 2
2015-01-13 02:00 |  | 291 | 0 | 0 | 2 | 1 | 3
2015-01-13 03:00 |  | 292 | 0 | 0 | 2 | 1 | 4
2015-01-13 04:00 |  | 293 | 0 | 0 | 2 | 1 | 5
2015-01-13 05:00 |  | 294 | 0 | 0 | 2 | 1 | 6
2015-01-13 06:00 |  | 295 | 0 | 0 | 2 | 1 | 7
2015-01-13 07:00 |  | 296 | 0 | 0 | 2 | 1 | 8
2015-01-13 08:00 |  | 297 | 0 | 0 | 2 | 1 | 9
2015-01-13 09:00 |  | 298 | 0 | 0 | 2 | 1 | 10
2015-01-13 10:00 |  | 299 | 0 | 0 | 2 | 1 | 11
2015-01-13 11:00 |  | 300 | 0 | 0 | 2 | 1 | 12
2015-01-13 12:00 |  | 301 | 0 | 0 | 2 | 1 | 13
2015-01-13 13:00 |  | 302 | 0 | 0 | 2 | 1 | 14
2015-01-13 14:00 |  | 303 | 0 | 0 | 2 | 1 | 15
2015-01-13 15:00 |  | 304 | 0 | 0 | 2 | 1 | 16
2015-01-13 16:00 |  | 305 | 0 | 0 | 2 | 1 | 17
2015-01-13 17:00 |  | 306 | 0 | 0 | 2 | 1 | 18
2015-01-13 18:00 |  | 307 | 0 | 0 | 2 | 1 | 19
2015-01-13 19:00 |  | 308 | 0 | 0 | 2 | 1 | 20
2015-01-13 20:00 |  | 309 | 0 | 0 | 2 | 1 | 21
2015-01-13 21:00 |  | 310 | 0 | 0 | 2 | 1 | 22
2015-01-13 22:00 |  | 311 | 0 | 0 | 2 | 1 | 23
2015-01-13 23:00 |  | 312 | 0 | 0 | 2 | 1 | 24
2015-01-14 | Workday | 313 | 0 | 0 | 3 | 1 | 1
2015-01-14 01:00 |  | 314 | 0 | 0 | 3 | 1 | 2
2015-01-14 02:00 |  | 315 | 0 | 0 | 3 | 1 | 3
2015-01-14 03:00 |  | 316 | 0 | 0 | 3 | 1 | 4
2015-01-14 04:00 |  | 317 | 0 | 0 | 3 | 1 | 5
2015-01-14 05:00 |  | 318 | 0 | 0 | 3 | 1 | 6
2015-01-14 06:00 |  | 319 | 0 | 0 | 3 | 1 | 7
2015-01-14 07:00 |  | 320 | 0 | 0 | 3 | 1 | 8
2015-01-14 08:00 |  | 321 | 0 | 0 | 3 | 1 | 9
2015-01-14 09:00 |  | 322 | 0 | 0 | 3 | 1 | 10
2015-01-14 10:00 |  | 323 | 0 | 0 | 3 | 1 | 11
2015-01-14 11:00 |  | 324 | 0 | 0 | 3 | 1 | 12
2015-01-14 12:00 |  | 325 | 0 | 0 | 3 | 1 | 13
2015-01-14 13:00 |  | 326 | 0 | 0 | 3 | 1 | 14
2015-01-14 14:00 |  | 327 | 0 | 0 | 3 | 1 | 15
2015-01-14 15:00 |  | 328 | 0 | 0 | 3 | 1 | 16
2015-01-14 16:00 |  | 329 | 0 | 0 | 3 | 1 | 17
2015-01-14 17:00 |  | 330 | 0 | 0 | 3 | 1 | 18
2015-01-14 18:00 |  | 331 | 0 | 0 | 3 | 1 | 19
2015-01-14 19:00 |  | 332 | 0 | 0 | 3 | 1 | 20
2015-01-14 20:00 |  | 333 | 0 | 0 | 3 | 1 | 21
2015-01-14 21:00 |  | 334 | 0 | 0 | 3 | 1 | 22
2015-01-14 22:00 |  | 335 | 0 | 0 | 3 | 1 | 23
2015-01-14 23:00 |  | 336 | 0 | 0 | 3 | 1 | 24
2015-01-15 | Workday | 337 | 0 | 0 | 4 | 1 | 1
2015-01-15 01:00 |  | 338 | 0 | 0 | 4 | 1 | 2
2015-01-15 02:00 |  | 339 | 0 | 0 | 4 | 1 | 3
2015-01-15 03:00 |  | 340 | 0 | 0 | 4 | 1 | 4
2015-01-15 04:00 |  | 341 | 0 | 0 | 4 | 1 | 5
2015-01-15 05:00 |  | 342 | 0 | 0 | 4 | 1 | 6
2015-01-15 06:00 |  | 343 | 0 | 0 | 4 | 1 | 7
2015-01-15 07:00 |  | 344 | 0 | 0 | 4 | 1 | 8
2015-01-15 08:00 |  | 345 | 0 | 0 | 4 | 1 | 9
2015-01-15 09:00 |  | 346 | 0 | 0 | 4 | 1 | 10
2015-01-15 10:00 |  | 347 | 0 | 0 | 4 | 1 | 11
2015-01-15 11:00 |  | 348 | 0 | 0 | 4 | 1 | 12
2015-01-15 12:00 |  | 349 | 0 | 0 | 4 | 1 | 13
2015-01-15 13:00 |  | 350 | 0 | 0 | 4 | 1 | 14
2015-01-15 14:00 |  | 351 | 0 | 0 | 4 | 1 | 15
2015-01-15 15:00 |  | 352 | 0 | 0 | 4 | 1 | 16
2015-01-15 16:00 |  | 353 | 0 | 0 | 4 | 1 | 17
2015-01-15 17:00 |  | 354 | 0 | 0 | 4 | 1 | 18
2015-01-15 18:00 |  | 355 | 0 | 0 | 4 | 1 | 19
2015-01-15 19:00 |  | 356 | 0 | 0 | 4 | 1 | 20
2015-01-15 20:00 |  | 357 | 0 | 0 | 4 | 1 | 21
2015-01-15 21:00 |  | 358 | 0 | 0 | 4 | 1 | 22
2015-01-15 22:00 |  | 359 | 0 | 0 | 4 | 1 | 23
2015-01-15 23:00 |  | 360 | 0 | 0 | 4 | 1 | 24
2015-01-16 | Workday | 361 | 0 | 0 | 5 | 1 | 1
2015-01-16 01:00 |  | 362 | 0 | 0 | 5 | 1 | 2
2015-01-16 02:00 |  | 363 | 0 | 0 | 5 | 1 | 3
2015-01-16 03:00 |  | 364 | 0 | 0 | 5 | 1 | 4
2015-01-16 04:00 |  | 365 | 0 | 0 | 5 | 1 | 5
2015-01-16 05:00 |  | 366 | 0 | 0 | 5 | 1 | 6
2015-01-16 06:00 |  | 367 | 0 | 0 | 5 | 1 | 7
2015-01-16 07:00 |  | 368 | 0 | 0 | 5 | 1 | 8
2015-01-16 08:00 |  | 369 | 0 | 0 | 5 | 1 | 9
2015-01-16 09:00 |  | 370 | 0 | 0 | 5 | 1 | 10
2015-01-16 10:00 |  | 371 | 0 | 0 | 5 | 1 | 11
2015-01-16 11:00 |  | 372 | 0 | 0 | 5 | 1 | 12
2015-01-16 12:00 |  | 373 | 0 | 0 | 5 | 1 | 13
2015-01-16 13:00 |  | 374 | 0 | 0 | 5 | 1 | 14
2015-01-16 14:00 |  | 375 | 0 | 0 | 5 | 1 | 15
2015-01-16 15:00 |  | 376 | 0 | 0 | 5 | 1 | 16
2015-01-16 16:00 |  | 377 | 0 | 0 | 5 | 1 | 17
2015-01-16 17:00 |  | 378 | 0 | 0 | 5 | 1 | 18
2015-01-16 18:00 |  | 379 | 0 | 0 | 5 | 1 | 19
2015-01-16 19:00 |  | 380 | 0 | 0 | 5 | 1 | 20
2015-01-16 20:00 |  | 381 | 0 | 0 | 5 | 1 | 21
2015-01-16 21:00 |  | 382 | 0 | 0 | 5 | 1 | 22
2015-01-16 22:00 |  | 383 | 0 | 0 | 5 | 1 | 23
2015-01-16 23:00 |  | 384 | 0 | 0 | 5 | 1 | 24
2015-01-17 | Saturday | 385 | 0 | 0 | 6 | 2 | 1
2015-01-17 01:00 |  | 386 | 0 | 0 | 6 | 2 | 2
2015-01-17 02:00 |  | 387 | 0 | 0 | 6 | 2 | 3
2015-01-17 03:00 |  | 388 | 0 | 0 | 6 | 2 | 4
2015-01-17 04:00 |  | 389 | 0 | 0 | 6 | 2 | 5
2015-01-17 05:00 |  | 390 | 0 | 0 | 6 | 2 | 6
2015-01-17 06:00 |  | 391 | 0 | 0 | 6 | 2 | 7
2015-01-17 07:00 |  | 392 | 0 | 0 | 6 | 2 | 8
2015-01-17 08:00 |  | 393 | 0 | 0 | 6 | 2 | 9
2015-01-17 09:00 |  | 394 | 0 | 0 | 6 | 2 | 10
2015-01-17 10:00 |  | 395 | 0 | 0 | 6 | 2 | 11
2015-01-17 11:00 |  | 396 | 0 | 0 | 6 | 2 | 12
2015-01-17 12:00 |  | 397 | 0 | 0 | 6 | 2 | 13
2015-01-17 13:00 |  | 398 | 0 | 0 | 6 | 2 | 14
2015-01-17 14:00 |  | 399 | 0 | 0 | 6 | 2 | 15
2015-01-17 15:00 |  | 400 | 0 | 0 | 6 | 2 | 16
2015-01-17 16:00 |  | 401 | 0 | 0 | 6 | 2 | 17
2015-01-17 17:00 |  | 402 | 0 | 0 | 6 | 2 | 18
2015-01-17 18:00 |  | 403 | 0 | 0 | 6 | 2 | 19
2015-01-17 19:00 |  | 404 | 0 | 0 | 6 | 2 | 20
2015-01-17 20:00 |  | 405 | 0 | 0 | 6 | 2 | 21
2015-01-17 21:00 |  | 406 | 0 | 0 | 6 | 2 | 22
2015-01-17 22:00 |  | 407 | 0 | 0 | 6 | 2 | 23
2015-01-17 23:00 |  | 408 | 0 | 0 | 6 | 2 | 24
2015-01-18 | Holiday | 409 | 0 | 0 | 7 | 3 | 1
2015-01-18 01:00 |  | 410 | 0 | 0 | 7 | 3 | 2
2015-01-18 02:00 |  | 411 | 0 | 0 | 7 | 3 | 3
2015-01-18 03:00 |  | 412 | 0 | 0 | 7 | 3 | 4
2015-01-18 04:00 |  | 413 | 0 | 0 | 7 | 3 | 5
2015-01-18 05:00 |  | 414 | 0 | 0 | 7 | 3 | 6
2015-01-18 06:00 |  | 415 | 0 | 0 | 7 | 3 | 7
2015-01-18 07:00 |  | 416 | 0 | 0 | 7 | 3 | 8
2015-01-18 08:00 |  | 417 | 0 | 0 | 7 | 3 | 9
2015-01-18 09:00 |  | 418 | 0 | 0 | 7 | 3 | 10
2015-01-18 10:00 |  | 419 | 0 | 0 | 7 | 3 | 11
2015-01-18 11:00 |  | 420 | 0 | 0 | 7 | 3 | 12
2015-01-18 12:00 |  | 421 | 0 | 0 | 7 | 3 | 13
2015-01-18 13:00 |  | 422 | 0 | 0 | 7 | 3 | 14
2015-01-18 14:00 |  | 423 | 0 | 0 | 7 | 3 | 15
2015-01-18 15:00 |  | 424 | 0 | 0 | 7 | 3 | 16
2015-01-18 16:00 |  | 425 | 0 | 0 | 7 | 3 | 17
2015-01-18 17:00 |  | 426 | 0 | 0 | 7 | 3 | 18
2015-01-18 18:00 |  | 427 | 0 | 0 | 7 | 3 | 19
2015-01-18 19:00 |  | 428 | 0 | 0 | 7 | 3 | 20
2015-01-18 20:00 |  | 429 | 0 | 0 | 7 | 3 | 21
2015-01-18 21:00 |  | 430 | 0 | 0 | 7 | 3 | 22
2015-01-18 22:00 |  | 431 | 0 | 0 | 7 | 3 | 23
2015-01-18 23:00 |  | 432 | 0 | 0 | 7 | 3 | 24
2015-01-19 | Workday | 433 | 0 | 0 | 1 | 1 | 1
2015-01-19 01:00 |  | 434 | 0 | 0 | 1 | 1 | 2
2015-01-19 02:00 |  | 435 | 0 | 0 | 1 | 1 | 3
2015-01-19 03:00 |  | 436 | 0 | 0 | 1 | 1 | 4
2015-01-19 04:00 |  | 437 | 0 | 0 | 1 | 1 | 5
2015-01-19 05:00 |  | 438 | 0 | 0 | 1 | 1 | 6
2015-01-19 06:00 |  | 439 | 0 | 0 | 1 | 1 | 7
2015-01-19 07:00 |  | 440 | 0 | 0 | 1 | 1 | 8
2015-01-19 08:00 |  | 441 | 0 | 0 | 1 | 1 | 9
2015-01-19 09:00 |  | 442 | 0 | 0 | 1 | 1 | 10
2015-01-19 10:00 |  | 443 | 0 | 0 | 1 | 1 | 11
2015-01-19 11:00 |  | 444 | 0 | 0 | 1 | 1 | 12
2015-01-19 12:00 |  | 445 | 0 | 0 | 1 | 1 | 13
2015-01-19 13:00 |  | 446 | 0 | 0 | 1 | 1 | 14
2015-01-19 14:00 |  | 447 | 0 | 0 | 1 | 1 | 15
2015-01-19 15:00 |  | 448 | 0 | 0 | 1 | 1 | 16
2015-01-19 16:00 |  | 449 | 0 | 0 | 1 | 1 | 17
2015-01-19 17:00 |  | 450 | 0 | 0 | 1 | 1 | 18
2015-01-19 18:00 |  | 451 | 0 | 0 | 1 | 1 | 19
2015-01-19 19:00 |  | 452 | 0 | 0 | 1 | 1 | 20
2015-01-19 20:00 |  | 453 | 0 | 0 | 1 | 1 | 21
2015-01-19 21:00 |  | 454 | 0 | 0 | 1 | 1 | 22
2015-01-19 22:00 |  | 455 | 0 | 0 | 1 | 1 | 23
2015-01-19 23:00 |  | 456 | 0 | 0 | 1 | 1 | 24
2015-01-20 | Workday | 457 | 0 | 0 | 2 | 1 | 1
2015-01-20 01:00 |  | 458 | 0 | 0 | 2 | 1 | 2
2015-01-20 02:00 |  | 459 | 0 | 0 | 2 | 1 | 3
2015-01-20 03:00 |  | 460 | 0 | 0 | 2 | 1 | 4
2015-01-20 04:00 |  | 461 | 0 | 0 | 2 | 1 | 5
2015-01-20 05:00 |  | 462 | 0 | 0 | 2 | 1 | 6
2015-01-20 06:00 |  | 463 | 0 | 0 | 2 | 1 | 7
2015-01-20 07:00 |  | 464 | 0 | 0 | 2 | 1 | 8
2015-01-20 08:00 |  | 465 | 0 | 0 | 2 | 1 | 9
2015-01-20 09:00 |  | 466 | 0 | 0 | 2 | 1 | 10
2015-01-20 10:00 |  | 467 | 0 | 0 | 2 | 1 | 11
2015-01-20 11:00 |  | 468 | 0 | 0 | 2 | 1 | 12
2015-01-20 12:00 |  | 469 | 0 | 0 | 2 | 1 | 13
2015-01-20 13:00 |  | 470 | 0 | 0 | 2 | 1 | 14
2015-01-20 14:00 |  | 471 | 0 | 0 | 2 | 1 | 15
2015-01-20 15:00 |  | 472 | 0 | 0 | 2 | 1 | 16
2015-01-20 16:00 |  | 473 | 0 | 0 | 2 | 1 | 17
2015-01-20 17:00 |  | 474 | 0 | 0 | 2 | 1 | 18
2015-01-20 18:00 |  | 475 | 0 | 0 | 2 | 1 | 19
2015-01-20 19:00 |  | 476 | 0 | 0 | 2 | 1 | 20
2015-01-20 20:00 |  | 477 | 0 | 0 | 2 | 1 | 21
2015-01-20 21:00 |  | 478 | 0 | 0 | 2 | 1 | 22
2015-01-20 22:00 |  | 479 | 0 | 0 | 2 | 1 | 23
2015-01-20 23:00 |  | 480 | 0 | 0 | 2 | 1 | 24
2015-01-21 | Workday | 481 | 0 | 0 | 3 | 1 | 1
2015-01-21 01:00 |  | 482 | 0 | 0 | 3 | 1 | 2
2015-01-21 02:00 |  | 483 | 0 | 0 | 3 | 1 | 3
2015-01-21 03:00 |  | 484 | 0 | 0 | 3 | 1 | 4
2015-01-21 04:00 |  | 485 | 0 | 0 | 3 | 1 | 5
2015-01-21 05:00 |  | 486 | 0 | 0 | 3 | 1 | 6
2015-01-21 06:00 |  | 487 | 0 | 0 | 3 | 1 | 7
2015-01-21 07:00 |  | 488 | 0 | 0 | 3 | 1 | 8
2015-01-21 08:00 |  | 489 | 0 | 0 | 3 | 1 | 9
2015-01-21 09:00 |  | 490 | 0 | 0 | 3 | 1 | 10
2015-01-21 10:00 |  | 491 | 0 | 0 | 3 | 1 | 11
2015-01-21 11:00 |  | 492 | 0 | 0 | 3 | 1 | 12
2015-01-21 12:00 |  | 493 | 0 | 0 | 3 | 1 | 13
2015-01-21 13:00 |  | 494 | 0 | 0 | 3 | 1 | 14
2015-01-21 14:00 |  | 495 | 0 | 0 | 3 | 1 | 15
2015-01-21 15:00 |  | 496 | 0 | 0 | 3 | 1 | 16
2015-01-21 16:00 |  | 497 | 0 | 0 | 3 | 1 | 17
2015-01-21 17:00 |  | 498 | 0 | 0 | 3 | 1 | 18
2015-01-21 18:00 |  | 499 | 0 | 0 | 3 | 1 | 19
2015-01-21 19:00 |  | 500 | 0 | 0 | 3 | 1 | 20
2015-01-21 20:00 |  | 501 | 0 | 0 | 3 | 1 | 21
2015-01-21 21:00 |  | 502 | 0 | 0 | 3 | 1 | 22
2015-01-21 22:00 |  | 503 | 0 | 0 | 3 | 1 | 23
2015-01-21 23:00 |  | 504 | 0 | 0 | 3 | 1 | 24
2015-01-22 | Workday | 505 | 0 | 0 | 4 | 1 | 1
2015-01-22 01:00 |  | 506 | 0 | 0 | 4 | 1 | 2
2015-01-22 02:00 |  | 507 | 0 | 0 | 4 | 1 | 3
2015-01-22 03:00 |  | 508 | 0 | 0 | 4 | 1 | 4
2015-01-22 04:00 |  | 509 | 0 | 0 | 4 | 1 | 5
2015-01-22 05:00 |  | 510 | 0 | 0 | 4 | 1 | 6
2015-01-22 06:00 |  | 511 | 0 | 0 | 4 | 1 | 7
2015-01-22 07:00 |  | 512 | 0 | 0 | 4 | 1 | 8
2015-01-22 08:00 |  | 513 | 0 | 0 | 4 | 1 | 9
2015-01-22 09:00 |  | 514 | 0 | 0 | 4 | 1 | 10
2015-01-22 10:00 |  | 515 | 0 | 0 | 4 | 1 | 11
2015-01-22 11:00 |  | 516 | 0 | 0 | 4 | 1 | 12
2015-01-22 12:00 |  | 517 | 0 | 0 | 4 | 1 | 13
2015-01-22 13:00 |  | 518 | 0 | 0 | 4 | 1 | 14
2015-01-22 14:00 |  | 519 | 0 | 0 | 4 | 1 | 15
2015-01-22 15:00 |  | 520 | 0 | 0 | 4 | 1 | 16
2015-01-22 16:00 |  | 521 | 0 | 0 | 4 | 1 | 17
2015-01-22 17:00 |  | 522 | 0 | 0 | 4 | 1 | 18
2015-01-22 18:00 |  | 523 | 0 | 0 | 4 | 1 | 19
2015-01-22 19:00 |  | 524 | 0 | 0 | 4 | 1 | 20
2015-01-22 20:00 |  | 525 | 0 | 0 | 4 | 1 | 21
2015-01-22 21:00 |  | 526 | 0 | 0 | 4 | 1 | 22
2015-01-22 22:00 |  | 527 | 0 | 0 | 4 | 1 | 23
2015-01-22 23:00 |  | 528 | 0 | 0 | 4 | 1 | 24
2015-01-23 | Workday | 529 | 0 | 0 | 5 | 1 | 1
2015-01-23 01:00 |  | 530 | 0 | 0 | 5 | 1 | 2
2015-01-23 02:00 |  | 531 | 0 | 0 | 5 | 1 | 3
2015-01-23 03:00 |  | 532 | 0 | 0 | 5 | 1 | 4
2015-01-23 04:00 |  | 533 | 0 | 0 | 5 | 1 | 5
2015-01-23 05:00 |  | 534 | 0 | 0 | 5 | 1 | 6
2015-01-23 06:00 |  | 535 | 0 | 0 | 5 | 1 | 7
2015-01-23 07:00 |  | 536 | 0 | 0 | 5 | 1 | 8
2015-01-23 08:00 |  | 537 | 0 | 0 | 5 | 1 | 9
2015-01-23 09:00 |  | 538 | 0 | 0 | 5 | 1 | 10
2015-01-23 10:00 |  | 539 | 0 | 0 | 5 | 1 | 11
2015-01-23 11:00 |  | 540 | 0 | 0 | 5 | 1 | 12
2015-01-23 12:00 |  | 541 | 0 | 0 | 5 | 1 | 13
2015-01-23 13:00 |  | 542 | 0 | 0 | 5 | 1 | 14
2015-01-23 14:00 |  | 543 | 0 | 0 | 5 | 1 | 15
2015-01-23 15:00 |  | 544 | 0 | 0 | 5 | 1 | 16
2015-01-23 16:00 |  | 545 | 0 | 0 | 5 | 1 | 17
2015-01-23 17:00 |  | 546 | 0 | 0 | 5 | 1 | 18
2015-01-23 18:00 |  | 547 | 0 | 0 | 5 | 1 | 19
2015-01-23 19:00 |  | 548 | 0 | 0 | 5 | 1 | 20
2015-01-23 20:00 |  | 549 | 0 | 0 | 5 | 1 | 21
2015-01-23 21:00 |  | 550 | 0 | 0 | 5 | 1 | 22
2015-01-23 22:00 |  | 551 | 0 | 0 | 5 | 1 | 23
2015-01-23 23:00 |  | 552 | 0 | 0 | 5 | 1 | 24
2015-01-24 | Saturday | 553 | 0 | 0 | 6 | 2 | 1
2015-01-24 01:00 |  | 554 | 0 | 0 | 6 | 2 | 2
2015-01-24 02:00 |  | 555 | 0 | 0 | 6 | 2 | 3
2015-01-24 03:00 |  | 556 | 0 | 0 | 6 | 2 | 4
2015-01-24 04:00 |  | 557 | 0 | 0 | 6 | 2 | 5
2015-01-24 05:00 |  | 558 | 0 | 0 | 6 | 2 | 6
2015-01-24 06:00 |  | 559 | 0 | 0 | 6 | 2 | 7
2015-01-24 07:00 |  | 560 | 0 | 0 | 6 | 2 | 8
2015-01-24 08:00 |  | 561 | 0 | 0 | 6 | 2 | 9
2015-01-24 09:00 |  | 562 | 0 | 0 | 6 | 2 | 10
2015-01-24 10:00 |  | 563 | 0 | 0 | 6 | 2 | 11
2015-01-24 11:00 |  | 564 | 0 | 0 | 6 | 2 | 12
2015-01-24 12:00 |  | 565 | 0 | 0 | 6 | 2 | 13
2015-01-24 13:00 |  | 566 | 0 | 0 | 6 | 2 | 14
2015-01-24 14:00 |  | 567 | 0 | 0 | 6 | 2 | 15
2015-01-24 15:00 |  | 568 | 0 | 0 | 6 | 2 | 16
2015-01-24 16:00 |  | 569 | 0 | 0 | 6 | 2 | 17
2015-01-24 17:00 |  | 570 | 0 | 0 | 6 | 2 | 18
2015-01-24 18:00 |  | 571 | 0 | 0 | 6 | 2 | 19
2015-01-24 19:00 |  | 572 | 0 | 0 | 6 | 2 | 20
2015-01-24 20:00 |  | 573 | 0 | 0 | 6 | 2 | 21
2015-01-24 21:00 |  | 574 | 0 | 0 | 6 | 2 | 22
2015-01-24 22:00 |  | 575 | 0 | 0 | 6 | 2 | 23
2015-01-24 23:00 |  | 576 | 0 | 0 | 6 | 2 | 24
2015-01-25 | Holiday | 577 | 0 | 0 | 7 | 3 | 1
2015-01-25 01:00 |  | 578 | 0 | 0 | 7 | 3 | 2
2015-01-25 02:00 |  | 579 | 0 | 0 | 7 | 3 | 3
2015-01-25 03:00 |  | 580 | 0 | 0 | 7 | 3 | 4
2015-01-25 04:00 |  | 581 | 0 | 0 | 7 | 3 | 5
2015-01-25 05:00 |  | 582 | 0 | 0 | 7 | 3 | 6
2015-01-25 06:00 |  | 583 | 0 | 0 | 7 | 3 | 7
2015-01-25 07:00 |  | 584 | 0 | 0 | 7 | 3 | 8
2015-01-25 08:00 |  | 585 | 0 | 0 | 7 | 3 | 9
2015-01-25 09:00 |  | 586 | 0 | 0 | 7 | 3 | 10
2015-01-25 10:00 |  | 587 | 0 | 0 | 7 | 3 | 11
2015-01-25 11:00 |  | 588 | 0 | 0 | 7 | 3 | 12
2015-01-25 12:00 |  | 589 | 0 | 0 | 7 | 3 | 13
2015-01-25 13:00 |  | 590 | 0 | 0 | 7 | 3 | 14
2015-01-25 14:00 |  | 591 | 0 | 0 | 7 | 3 | 15
2015-01-25 15:00 |  | 592 | 0 | 0 | 7 | 3 | 16
2015-01-25 16:00 |  | 593 | 0 | 0 | 7 | 3 | 17
2015-01-25 17:00 |  | 594 | 0 | 0 | 7 | 3 | 18
2015-01-25 18:00 |  | 595 | 0 | 0 | 7 | 3 | 19
2015-01-25 19:00 |  | 596 | 0 | 0 | 7 | 3 | 20
2015-01-25 20:00 |  | 597 | 0 | 0 | 7 | 3 | 21
2015-01-25 21:00 |  | 598 | 0 | 0 | 7 | 3 | 22
2015-01-25 22:00 |  | 599 | 0 | 0 | 7 | 3 | 23
2015-01-25 23:00 |  | 600 | 0 | 0 | 7 | 3 | 24
2015-01-26 | Workday | 601 | 0 | 0 | 1 | 1 | 1
2015-01-26 01:00 |  | 602 | 0 | 0 | 1 | 1 | 2
2015-01-26 02:00 |  | 603 | 0 | 0 | 1 | 1 | 3
2015-01-26 03:00 |  | 604 | 0 | 0 | 1 | 1 | 4
2015-01-26 04:00 |  | 605 | 0 | 0 | 1 | 1 | 5
2015-01-26 05:00 |  | 606 | 0 | 0 | 1 | 1 | 6
2015-01-26 06:00 |  | 607 | 0 | 0 | 1 | 1 | 7
2015-01-26 07:00 |  | 608 | 0 | 0 | 1 | 1 | 8
2015-01-26 08:00 |  | 609 | 0 | 0 | 1 | 1 | 9
2015-01-26 09:00 |  | 610 | 0 | 0 | 1 | 1 | 10
2015-01-26 10:00 |  | 611 | 0 | 0 | 1 | 1 | 11
2015-01-26 11:00 |  | 612 | 0 | 0 | 1 | 1 | 12
2015-01-26 12:00 |  | 613 | 0 | 0 | 1 | 1 | 13
2015-01-26 13:00 |  | 614 | 0 | 0 | 1 | 1 | 14
2015-01-26 14:00 |  | 615 | 0 | 0 | 1 | 1 | 15
2015-01-26 15:00 |  | 616 | 0 | 0 | 1 | 1 | 16
2015-01-26 16:00 |  | 617 | 0 | 0 | 1 | 1 | 17
2015-01-26 17:00 |  | 618 | 0 | 0 | 1 | 1 | 18
2015-01-26 18:00 |  | 619 | 0 | 0 | 1 | 1 | 19
2015-01-26 19:00 |  | 620 | 0 | 0 | 1 | 1 | 20
2015-01-26 20:00 |  | 621 | 0 | 0 | 1 | 1 | 21
2015-01-26 21:00 |  | 622 | 0 | 0 | 1 | 1 | 22
2015-01-26 22:00 |  | 623 | 0 | 0 | 1 | 1 | 23
2015-01-26 23:00 |  | 624 | 0 | 0 | 1 | 1 | 24
2015-01-27 | Workday | 625 | 0 | 0 | 2 | 1 | 1
2015-01-27 01:00 |  | 626 | 0 | 0 | 2 | 1 | 2
2015-01-27 02:00 |  | 627 | 0 | 0 | 2 | 1 | 3
2015-01-27 03:00 |  | 628 | 0 | 0 | 2 | 1 | 4
2015-01-27 04:00 |  | 629 | 0 | 0 | 2 | 1 | 5
2015-01-27 05:00 |  | 630 | 0 | 0 | 2 | 1 | 6
2015-01-27 06:00 |  | 631 | 0 | 0 | 2 | 1 | 7
2015-01-27 07:00 |  | 632 | 0 | 0 | 2 | 1 | 8
2015-01-27 08:00 |  | 633 | 0 | 0 | 2 | 1 | 9
2015-01-27 09:00 |  | 634 | 0 | 0 | 2 | 1 | 10
2015-01-27 10:00 |  | 635 | 0 | 0 | 2 | 1 | 11
2015-01-27 11:00 |  | 636 | 0 | 0 | 2 | 1 | 12
2015-01-27 12:00 |  | 637 | 0 | 0 | 2 | 1 | 13
2015-01-27 13:00 |  | 638 | 0 | 0 | 2 | 1 | 14
2015-01-27 14:00 |  | 639 | 0 | 0 | 2 | 1 | 15
2015-01-27 15:00 |  | 640 | 0 | 0 | 2 | 1 | 16
2015-01-27 16:00 |  | 641 | 0 | 0 | 2 | 1 | 17
2015-01-27 17:00 |  | 642 | 0 | 0 | 2 | 1 | 18
2015-01-27 18:00 |  | 643 | 0 | 0 | 2 | 1 | 19
2015-01-27 19:00 |  | 644 | 0 | 0 | 2 | 1 | 20
2015-01-27 20:00 |  | 645 | 0 | 0 | 2 | 1 | 21
2015-01-27 21:00 |  | 646 | 0 | 0 | 2 | 1 | 22
2015-01-27 22:00 |  | 647 | 0 | 0 | 2 | 1 | 23
2015-01-27 23:00 |  | 648 | 0 | 0 | 2 | 1 | 24
2015-01-28 | Workday | 649 | 0 | 0 | 3 | 1 | 1
2015-01-28 01:00 |  | 650 | 0 | 0 | 3 | 1 | 2
2015-01-28 02:00 |  | 651 | 0 | 0 | 3 | 1 | 3
2015-01-28 03:00 |  | 652 | 0 | 0 | 3 | 1 | 4
2015-01-28 04:00 |  | 653 | 0 | 0 | 3 | 1 | 5
2015-01-28 05:00 |  | 654 | 0 | 0 | 3 | 1 | 6
2015-01-28 06:00 |  | 655 | 0 | 0 | 3 | 1 | 7
2015-01-28 07:00 |  | 656 | 0 | 0 | 3 | 1 | 8
2015-01-28 08:00 |  | 657 | 0 | 0 | 3 | 1 | 9
2015-01-28 09:00 |  | 658 | 0 | 0 | 3 | 1 | 10
2015-01-28 10:00 |  | 659 | 0 | 0 | 3 | 1 | 11
2015-01-28 11:00 |  | 660 | 0 | 0 | 3 | 1 | 12
2015-01-28 12:00 |  | 661 | 0 | 0 | 3 | 1 | 13
2015-01-28 13:00 |  | 662 | 0 | 0 | 3 | 1 | 14
2015-01-28 14:00 |  | 663 | 0 | 0 | 3 | 1 | 15
2015-01-28 15:00 |  | 664 | 0 | 0 | 3 | 1 | 16
2015-01-28 16:00 |  | 665 | 0 | 0 | 3 | 1 | 17
2015-01-28 17:00 |  | 666 | 0 | 0 | 3 | 1 | 18
2015-01-28 18:00 |  | 667 | 0 | 0 | 3 | 1 | 19
2015-01-28 19:00 |  | 668 | 0 | 0 | 3 | 1 | 20
2015-01-28 20:00 |  | 669 | 0 | 0 | 3 | 1 | 21
2015-01-28 21:00 |  | 670 | 0 | 0 | 3 | 1 | 22
2015-01-28 22:00 |  | 671 | 0 | 0 | 3 | 1 | 23
2015-01-28 23:00 |  | 672 | 0 | 0 | 3 | 1 | 24
2015-01-29 | Workday | 673 | 0 | 0 | 4 | 1 | 1
2015-01-29 01:00 |  | 674 | 0 | 0 | 4 | 1 | 2
2015-01-29 02:00 |  | 675 | 0 | 0 | 4 | 1 | 3
2015-01-29 03:00 |  | 676 | 0 | 0 | 4 | 1 | 4
2015-01-29 04:00 |  | 677 | 0 | 0 | 4 | 1 | 5
2015-01-29 05:00 |  | 678 | 0 | 0 | 4 | 1 | 6
2015-01-29 06:00 |  | 679 | 0 | 0 | 4 | 1 | 7
2015-01-29 07:00 |  | 680 | 0 | 0 | 4 | 1 | 8
2015-01-29 08:00 |  | 681 | 0 | 0 | 4 | 1 | 9
2015-01-29 09:00 |  | 682 | 0 | 0 | 4 | 1 | 10
2015-01-29 10:00 |  | 683 | 0 | 0 | 4 | 1 | 11
2015-01-29 11:00 |  | 684 | 0 | 0 | 4 | 1 | 12
2015-01-29 12:00 |  | 685 | 0 | 0 | 4 | 1 | 13
2015-01-29 13:00 |  | 686 | 0 | 0 | 4 | 1 | 14
2015-01-29 14:00 |  | 687 | 0 | 0 | 4 | 1 | 15
2015-01-29 15:00 |  | 688 | 0 | 0 | 4 | 1 | 16
2015-01-29 16:00 |  | 689 | 0 | 0 | 4 | 1 | 17
2015-01-29 17:00 |  | 690 | 0 | 0 | 4 | 1 | 18
2015-01-29 18:00 |  | 691 | 0 | 0 | 4 | 1 | 19
2015-01-29 19:00 |  | 692 | 0 | 0 | 4 | 1 | 20
2015-01-29 20:00 |  | 693 | 0 | 0 | 4 | 1 | 21
2015-01-29 21:00 |  | 694 | 0 | 0 | 4 | 1 | 22
2015-01-29 22:00 |  | 695 | 0 | 0 | 4 | 1 | 23
2015-01-29 23:00 |  | 696 | 0 | 0 | 4 | 1 | 24
2015-01-30 | Workday | 697 | 0 | 0 | 5 | 1 | 1
2015-01-30 01:00 |  | 698 | 0 | 0 | 5 | 1 | 2
2015-01-30 02:00 |  | 699 | 0 | 0 | 5 | 1 | 3
2015-01-30 03:00 |  | 700 | 0 | 0 | 5 | 1 | 4
2015-01-30 04:00 |  | 701 | 0 | 0 | 5 | 1 | 5
2015-01-30 05:00 |  | 702 | 0 | 0 | 5 | 1 | 6
2015-01-30 06:00 |  | 703 | 0 | 0 | 5 | 1 | 7
2015-01-30 07:00 |  | 704 | 0 | 0 | 5 | 1 | 8
2015-01-30 08:00 |  | 705 | 0 | 0 | 5 | 1 | 9
2015-01-30 09:00 |  | 706 | 0 | 0 | 5 | 1 | 10
2015-01-30 10:00 |  | 707 | 0 | 0 | 5 | 1 | 11
2015-01-30 11:00 |  | 708 | 0 | 0 | 5 | 1 | 12
2015-01-30 12:00 |  | 709 | 0 | 0 | 5 | 1 | 13
2015-01-30 13:00 |  | 710 | 0 | 0 | 5 | 1 | 14
2015-01-30 14:00 |  | 711 | 0 | 0 | 5 | 1 | 15
2015-01-30 15:00 |  | 712 | 0 | 0 | 5 | 1 | 16
2015-01-30 16:00 |  | 713 | 0 | 0 | 5 | 1 | 17
2015-01-30 17:00 |  | 714 | 0 | 0 | 5 | 1 | 18
2015-01-30 18:00 |  | 715 | 0 | 0 | 5 | 1 | 19
2015-01-30 19:00 |  | 716 | 0 | 0 | 5 | 1 | 20
2015-01-30 20:00 |  | 717 | 0 | 0 | 5 | 1 | 21
2015-01-30 21:00 |  | 718 | 0 | 0 | 5 | 1 | 22
2015-01-30 22:00 |  | 719 | 0 | 0 | 5 | 1 | 23
2015-01-30 23:00 |  | 720 | 0 | 0 | 5 | 1 | 24
2015-01-31 | Saturday | 721 | 0 | 0 | 6 | 2 | 1
2015-01-31 01:00 |  | 722 | 0 | 0 | 6 | 2 | 2
2015-01-31 02:00 |  | 723 | 0 | 0 | 6 | 2 | 3
2015-01-31 03:00 |  | 724 | 0 | 0 | 6 | 2 | 4
2015-01-31 04:00 |  | 725 | 0 | 0 | 6 | 2 | 5
2015-01-31 05:00 |  | 726 | 0 | 0 | 6 | 2 | 6
2015-01-31 06:00 |  | 727 | 0 | 0 | 6 | 2 | 7
2015-01-31 07:00 |  | 728 | 0 | 0 | 6 | 2 | 8
2015-01-31 08:00 |  | 729 | 0 | 0 | 6 | 2 | 9
2015-01-31 09:00 |  | 730 | 0 | 0 | 6 | 2 | 10
2015-01-31 10:00 |  | 731 | 0 | 0 | 6 | 2 | 11
2015-01-31 11:00 |  | 732 | 0 | 0 | 6 | 2 | 12
2015-01-31 12:00 |  | 733 | 0 | 0 | 6 | 2 | 13
2015-01-31 13:00 |  | 734 | 0 | 0 | 6 | 2 | 14
2015-01-31 14:00 |  | 735 | 0 | 0 | 6 | 2 | 15
2015-01-31 15:00 |  | 736 | 0 | 0 | 6 | 2 | 16
2015-01-31 16:00 |  | 737 | 0 | 0 | 6 | 2 | 17
2015-01-31 17:00 |  | 738 | 0 | 0 | 6 | 2 | 18
2015-01-31 18:00 |  | 739 | 0 | 0 | 6 | 2 | 19
2015-01-31 19:00 |  | 740 | 0 | 0 | 6 | 2 | 20
2015-01-31 20:00 |  | 741 | 0 | 0 | 6 | 2 | 21
2015-01-31 21:00 |  | 742 | 0 | 0 | 6 | 2 | 22
2015-01-31 22:00 |  | 743 | 0 | 0 | 6 | 2 | 23
2015-01-31 23:00 |  | 744 | 0 | 0 | 6 | 2 | 24
2015-02-01 | Holiday | 745 | 0 | 0 | 7 | 3 | 1
2015-02-01 01:00 |  | 746 | 0 | 0 | 7 | 3 | 2
2015-02-01 02:00 |  | 747 | 0 | 0 | 7 | 3 | 3
2015-02-01 03:00 |  | 748 | 0 | 0 | 7 | 3 | 4
2015-02-01 04:00 |  | 749 | 0 | 0 | 7 | 3 | 5
2015-02-01 05:00 |  | 750 | 0 | 0 | 7 | 3 | 6
2015-02-01 06:00 |  | 751 | 0 | 0 | 7 | 3 | 7
2015-02-01 07:00 |  | 752 | 0 | 0 | 7 | 3 | 8
2015-02-01 08:00 |  | 753 | 0 | 0 | 7 | 3 | 9
2015-02-01 09:00 |  | 754 | 0 | 0 | 7 | 3 | 10
2015-02-01 10:00 |  | 755 | 0 | 0 | 7 | 3 | 11
2015-02-01 11:00 |  | 756 | 0 | 0 | 7 | 3 | 12
2015-02-01 12:00 |  | 757 | 0 | 0 | 7 | 3 | 13
2015-02-01 13:00 |  | 758 | 0 | 0 | 7 | 3 | 14
2015-02-01 14:00 |  | 759 | 0 | 0 | 7 | 3 | 15
2015-02-01 15:00 |  | 760 | 0 | 0 | 7 | 3 | 16
2015-02-01 16:00 |  | 761 | 0 | 0 | 7 | 3 | 17
2015-02-01 17:00 |  | 762 | 0 | 0 | 7 | 3 | 18
2015-02-01 18:00 |  | 763 | 0 | 0 | 7 | 3 | 19
2015-02-01 19:00 |  | 764 | 0 | 0 | 7 | 3 | 20
2015-02-01 20:00 |  | 765 | 0 | 0 | 7 | 3 | 21
2015-02-01 21:00 |  | 766 | 0 | 0 | 7 | 3 | 22
2015-02-01 22:00 |  | 767 | 0 | 0 | 7 | 3 | 23
2015-02-01 23:00 |  | 768 | 0 | 0 | 7 | 3 | 24
2015-02-02 | Workday | 769 | 0 | 0 | 1 | 1 | 1
2015-02-02 01:00 |  | 770 | 0 | 0 | 1 | 1 | 2
2015-02-02 02:00 |  | 771 | 0 | 0 | 1 | 1 | 3
2015-02-02 03:00 |  | 772 | 0 | 0 | 1 | 1 | 4
2015-02-02 04:00 |  | 773 | 0 | 0 | 1 | 1 | 5
2015-02-02 05:00 |  | 774 | 0 | 0 | 1 | 1 | 6
2015-02-02 06:00 |  | 775 | 0 | 0 | 1 | 1 | 7
2015-02-02 07:00 |  | 776 | 0 | 0 | 1 | 1 | 8
2015-02-02 08:00 |  | 777 | 0 | 0 | 1 | 1 | 9
2015-02-02 09:00 |  | 778 | 0 | 0 | 1 | 1 | 10
2015-02-02 10:00 |  | 779 | 0 | 0 | 1 | 1 | 11
2015-02-02 11:00 |  | 780 | 0 | 0 | 1 | 1 | 12
2015-02-02 12:00 |  | 781 | 0 | 0 | 1 | 1 | 13
2015-02-02 13:00 |  | 782 | 0 | 0 | 1 | 1 | 14
2015-02-02 14:00 |  | 783 | 0 | 0 | 1 | 1 | 15
2015-02-02 15:00 |  | 784 | 0 | 0 | 1 | 1 | 16
2015-02-02 16:00 |  | 785 | 0 | 0 | 1 | 1 | 17
2015-02-02 17:00 |  | 786 | 0 | 0 | 1 | 1 | 18
2015-02-02 18:00 |  | 787 | 0 | 0 | 1 | 1 | 19
2015-02-02 19:00 |  | 788 | 0 | 0 | 1 | 1 | 20
2015-02-02 20:00 |  | 789 | 0 | 0 | 1 | 1 | 21
2015-02-02 21:00 |  | 790 | 0 | 0 | 1 | 1 | 22
2015-02-02 22:00 |  | 791 | 0 | 0 | 1 | 1 | 23
2015-02-02 23:00 |  | 792 | 0 | 0 | 1 | 1 | 24
2015-02-03 | Workday | 793 | 0 | 0 | 2 | 1 | 1
2015-02-03 01:00 |  | 794 | 0 | 0 | 2 | 1 | 2
2015-02-03 02:00 |  | 795 | 0 | 0 | 2 | 1 | 3
2015-02-03 03:00 |  | 796 | 0 | 0 | 2 | 1 | 4
2015-02-03 04:00 |  | 797 | 0 | 0 | 2 | 1 | 5
2015-02-03 05:00 |  | 798 | 0 | 0 | 2 | 1 | 6
2015-02-03 06:00 |  | 799 | 0 | 0 | 2 | 1 | 7
2015-02-03 07:00 |  | 800 | 0 | 0 | 2 | 1 | 8
2015-02-03 08:00 |  | 801 | 0 | 0 | 2 | 1 | 9
2015-02-03 09:00 |  | 802 | 0 | 0 | 2 | 1 | 10
2015-02-03 10:00 |  | 803 | 0 | 0 | 2 | 1 | 11
2015-02-03 11:00 |  | 804 | 0 | 0 | 2 | 1 | 12
2015-02-03 12:00 |  | 805 | 0 | 0 | 2 | 1 | 13
2015-02-03 13:00 |  | 806 | 0 | 0 | 2 | 1 | 14
2015-02-03 14:00 |  | 807 | 0 | 0 | 2 | 1 | 15
2015-02-03 15:00 |  | 808 | 0 | 0 | 2 | 1 | 16
2015-02-03 16:00 |  | 809 | 0 | 0 | 2 | 1 | 17
2015-02-03 17:00 |  | 810 | 0 | 0 | 2 | 1 | 18
2015-02-03 18:00 |  | 811 | 0 | 0 | 2 | 1 | 19
2015-02-03 19:00 |  | 812 | 0 | 0 | 2 | 1 | 20
2015-02-03 20:00 |  | 813 | 0 | 0 | 2 | 1 | 21
2015-02-03 21:00 |  | 814 | 0 | 0 | 2 | 1 | 22
2015-02-03 22:00 |  | 815 | 0 | 0 | 2 | 1 | 23
2015-02-03 23:00 |  | 816 | 0 | 0 | 2 | 1 | 24
2015-02-04 | Workday | 817 | 0 | 0 | 3 | 1 | 1
2015-02-04 01:00 |  | 818 | 0 | 0 | 3 | 1 | 2
2015-02-04 02:00 |  | 819 | 0 | 0 | 3 | 1 | 3
2015-02-04 03:00 |  | 820 | 0 | 0 | 3 | 1 | 4
2015-02-04 04:00 |  | 821 | 0 | 0 | 3 | 1 | 5
2015-02-04 05:00 |  | 822 | 0 | 0 | 3 | 1 | 6
2015-02-04 06:00 |  | 823 | 0 | 0 | 3 | 1 | 7
2015-02-04 07:00 |  | 824 | 0 | 0 | 3 | 1 | 8
2015-02-04 08:00 |  | 825 | 0 | 0 | 3 | 1 | 9
2015-02-04 09:00 |  | 826 | 0 | 0 | 3 | 1 | 10
2015-02-04 10:00 |  | 827 | 0 | 0 | 3 | 1 | 11
2015-02-04 11:00 |  | 828 | 0 | 0 | 3 | 1 | 12
2015-02-04 12:00 |  | 829 | 0 | 0 | 3 | 1 | 13
2015-02-04 13:00 |  | 830 | 0 | 0 | 3 | 1 | 14
2015-02-04 14:00 |  | 831 | 0 | 0 | 3 | 1 | 15
2015-02-04 15:00 |  | 832 | 0 | 0 | 3 | 1 | 16
2015-02-04 16:00 |  | 833 | 0 | 0 | 3 | 1 | 17
2015-02-04 17:00 |  | 834 | 0 | 0 | 3 | 1 | 18
2015-02-04 18:00 |  | 835 | 0 | 0 | 3 | 1 | 19
2015-02-04 19:00 |  | 836 | 0 | 0 | 3 | 1 | 20
2015-02-04 20:00 |  | 837 | 0 | 0 | 3 | 1 | 21
2015-02-04 21:00 |  | 838 | 0 | 0 | 3 | 1 | 22
2015-02-04 22:00 |  | 839 | 0 | 0 | 3 | 1 | 23
2015-02-04 23:00 |  | 840 | 0 | 0 | 3 | 1 | 24
2015-02-05 | Workday | 841 | 0 | 0 | 4 | 1 | 1
2015-02-05 01:00 |  | 842 | 0 | 0 | 4 | 1 | 2
2015-02-05 02:00 |  | 843 | 0 | 0 | 4 | 1 | 3
2015-02-05 03:00 |  | 844 | 0 | 0 | 4 | 1 | 4
2015-02-05 04:00 |  | 845 | 0 | 0 | 4 | 1 | 5
2015-02-05 05:00 |  | 846 | 0 | 0 | 4 | 1 | 6
2015-02-05 06:00 |  | 847 | 0 | 0 | 4 | 1 | 7
2015-02-05 07:00 |  | 848 | 0 | 0 | 4 | 1 | 8
2015-02-05 08:00 |  | 849 | 0 | 0 | 4 | 1 | 9
2015-02-05 09:00 |  | 850 | 0 | 0 | 4 | 1 | 10
2015-02-05 10:00 |  | 851 | 0 | 0 | 4 | 1 | 11
2015-02-05 11:00 |  | 852 | 0 | 0 | 4 | 1 | 12
2015-02-05 12:00 |  | 853 | 0 | 0 | 4 | 1 | 13
2015-02-05 13:00 |  | 854 | 0 | 0 | 4 | 1 | 14
2015-02-05 14:00 |  | 855 | 0 | 0 | 4 | 1 | 15
2015-02-05 15:00 |  | 856 | 0 | 0 | 4 | 1 | 16
2015-02-05 16:00 |  | 857 | 0 | 0 | 4 | 1 | 17
2015-02-05 17:00 |  | 858 | 0 | 0 | 4 | 1 | 18
2015-02-05 18:00 |  | 859 | 0 | 0 | 4 | 1 | 19
2015-02-05 19:00 |  | 860 | 0 | 0 | 4 | 1 | 20
2015-02-05 20:00 |  | 861 | 0 | 0 | 4 | 1 | 21
2015-02-05 21:00 |  | 862 | 0 | 0 | 4 | 1 | 22
2015-02-05 22:00 |  | 863 | 0 | 0 | 4 | 1 | 23
2015-02-05 23:00 |  | 864 | 0 | 0 | 4 | 1 | 24
2015-02-06 | Workday | 865 | 0 | 0 | 5 | 1 | 1
2015-02-06 01:00 |  | 866 | 0 | 0 | 5 | 1 | 2
2015-02-06 02:00 |  | 867 | 0 | 0 | 5 | 1 | 3
2015-02-06 03:00 |  | 868 | 0 | 0 | 5 | 1 | 4
2015-02-06 04:00 |  | 869 | 0 | 0 | 5 | 1 | 5
2015-02-06 05:00 |  | 870 | 0 | 0 | 5 | 1 | 6
2015-02-06 06:00 |  | 871 | 0 | 0 | 5 | 1 | 7
2015-02-06 07:00 |  | 872 | 0 | 0 | 5 | 1 | 8
2015-02-06 08:00 |  | 873 | 0 | 0 | 5 | 1 | 9
2015-02-06 09:00 |  | 874 | 0 | 0 | 5 | 1 | 10
2015-02-06 10:00 |  | 875 | 0 | 0 | 5 | 1 | 11
2015-02-06 11:00 |  | 876 | 0 | 0 | 5 | 1 | 12
2015-02-06 12:00 |  | 877 | 0 | 0 | 5 | 1 | 13
2015-02-06 13:00 |  | 878 | 0 | 0 | 5 | 1 | 14
2015-02-06 14:00 |  | 879 | 0 | 0 | 5 | 1 | 15
2015-02-06 15:00 |  | 880 | 0 | 0 | 5 | 1 | 16
2015-02-06 16:00 |  | 881 | 0 | 0 | 5 | 1 | 17
2015-02-06 17:00 |  | 882 | 0 | 0 | 5 | 1 | 18
2015-02-06 18:00 |  | 883 | 0 | 0 | 5 | 1 | 19
2015-02-06 19:00 |  | 884 | 0 | 0 | 5 | 1 | 20
2015-02-06 20:00 |  | 885 | 0 | 0 | 5 | 1 | 21
2015-02-06 21:00 |  | 886 | 0 | 0 | 5 | 1 | 22
2015-02-06 22:00 |  | 887 | 0 | 0 | 5 | 1 | 23
2015-02-06 23:00 |  | 888 | 0 | 0 | 5 | 1 | 24
2015-02-07 | Saturday | 889 | 0 | 0 | 6 | 2 | 1
2015-02-07 01:00 |  | 890 | 0 | 0 | 6 | 2 | 2
2015-02-07 02:00 |  | 891 | 0 | 0 | 6 | 2 | 3
2015-02-07 03:00 |  | 892 | 0 | 0 | 6 | 2 | 4
2015-02-07 04:00 |  | 893 | 0 | 0 | 6 | 2 | 5
2015-02-07 05:00 |  | 894 | 0 | 0 | 6 | 2 | 6
2015-02-07 06:00 |  | 895 | 0 | 0 | 6 | 2 | 7
2015-02-07 07:00 |  | 896 | 0 | 0 | 6 | 2 | 8
2015-02-07 08:00 |  | 897 | 0 | 0 | 6 | 2 | 9
2015-02-07 09:00 |  | 898 | 0 | 0 | 6 | 2 | 10
2015-02-07 10:00 |  | 899 | 0 | 0 | 6 | 2 | 11
2015-02-07 11:00 |  | 900 | 0 | 0 | 6 | 2 | 12
2015-02-07 12:00 |  | 901 | 0 | 0 | 6 | 2 | 13
2015-02-07 13:00 |  | 902 | 0 | 0 | 6 | 2 | 14
2015-02-07 14:00 |  | 903 | 0 | 0 | 6 | 2 | 15
2015-02-07 15:00 |  | 904 | 0 | 0 | 6 | 2 | 16
2015-02-07 16:00 |  | 905 | 0 | 0 | 6 | 2 | 17
2015-02-07 17:00 |  | 906 | 0 | 0 | 6 | 2 | 18
2015-02-07 18:00 |  | 907 | 0 | 0 | 6 | 2 | 19
2015-02-07 19:00 |  | 908 | 0 | 0 | 6 | 2 | 20
2015-02-07 20:00 |  | 909 | 0 | 0 | 6 | 2 | 21
2015-02-07 21:00 |  | 910 | 0 | 0 | 6 | 2 | 22
2015-02-07 22:00 |  | 911 | 0 | 0 | 6 | 2 | 23
2015-02-07 23:00 |  | 912 | 0 | 0 | 6 | 2 | 24
2015-02-08 | Holiday | 913 | 0 | 0 | 7 | 3 | 1
2015-02-08 01:00 |  | 914 | 0 | 0 | 7 | 3 | 2
2015-02-08 02:00 |  | 915 | 0 | 0 | 7 | 3 | 3
2015-02-08 03:00 |  | 916 | 0 | 0 | 7 | 3 | 4
2015-02-08 04:00 |  | 917 | 0 | 0 | 7 | 3 | 5
2015-02-08 05:00 |  | 918 | 0 | 0 | 7 | 3 | 6
2015-02-08 06:00 |  | 919 | 0 | 0 | 7 | 3 | 7
2015-02-08 07:00 |  | 920 | 0 | 0 | 7 | 3 | 8
2015-02-08 08:00 |  | 921 | 0 | 0 | 7 | 3 | 9
2015-02-08 09:00 |  | 922 | 0 | 0 | 7 | 3 | 10
2015-02-08 10:00 |  | 923 | 0 | 0 | 7 | 3 | 11
2015-02-08 11:00 |  | 924 | 0 | 0 | 7 | 3 | 12
2015-02-08 12:00 |  | 925 | 0 | 0 | 7 | 3 | 13
2015-02-08 13:00 |  | 926 | 0 | 0 | 7 | 3 | 14
2015-02-08 14:00 |  | 927 | 0 | 0 | 7 | 3 | 15
2015-02-08 15:00 |  | 928 | 0 | 0 | 7 | 3 | 16
2015-02-08 16:00 |  | 929 | 0 | 0 | 7 | 3 | 17
2015-02-08 17:00 |  | 930 | 0 | 0 | 7 | 3 | 18
2015-02-08 18:00 |  | 931 | 0 | 0 | 7 | 3 | 19
2015-02-08 19:00 |  | 932 | 0 | 0 | 7 | 3 | 20
2015-02-08 20:00 |  | 933 | 0 | 0 | 7 | 3 | 21
2015-02-08 21:00 |  | 934 | 0 | 0 | 7 | 3 | 22
2015-02-08 22:00 |  | 935 | 0 | 0 | 7 | 3 | 23
2015-02-08 23:00 |  | 936 | 0 | 0 | 7 | 3 | 24
2015-02-09 | Workday | 937 | 0 | 0 | 1 | 1 | 1
2015-02-09 01:00 |  | 938 | 0 | 0 | 1 | 1 | 2
2015-02-09 02:00 |  | 939 | 0 | 0 | 1 | 1 | 3
2015-02-09 03:00 |  | 940 | 0 | 0 | 1 | 1 | 4
2015-02-09 04:00 |  | 941 | 0 | 0 | 1 | 1 | 5
2015-02-09 05:00 |  | 942 | 0 | 0 | 1 | 1 | 6
2015-02-09 06:00 |  | 943 | 0 | 0 | 1 | 1 | 7
2015-02-09 07:00 |  | 944 | 0 | 0 | 1 | 1 | 8
2015-02-09 08:00 |  | 945 | 0 | 0 | 1 | 1 | 9
2015-02-09 09:00 |  | 946 | 0 | 0 | 1 | 1 | 10
2015-02-09 10:00 |  | 947 | 0 | 0 | 1 | 1 | 11
2015-02-09 11:00 |  | 948 | 0 | 0 | 1 | 1 | 12
2015-02-09 12:00 |  | 949 | 0 | 0 | 1 | 1 | 13
2015-02-09 13:00 |  | 950 | 0 | 0 | 1 | 1 | 14
2015-02-09 14:00 |  | 951 | 0 | 0 | 1 | 1 | 15
2015-02-09 15:00 |  | 952 | 0 | 0 | 1 | 1 | 16
2015-02-09 16:00 |  | 953 | 0 | 0 | 1 | 1 | 17
2015-02-09 17:00 |  | 954 | 0 | 0 | 1 | 1 | 18
2015-02-09 18:00 |  | 955 | 0 | 0 | 1 | 1 | 19
2015-02-09 19:00 |  | 956 | 0 | 0 | 1 | 1 | 20
2015-02-09 20:00 |  | 957 | 0 | 0 | 1 | 1 | 21
2015-02-09 21:00 |  | 958 | 0 | 0 | 1 | 1 | 22
2015-02-09 22:00 |  | 959 | 0 | 0 | 1 | 1 | 23
2015-02-09 23:00 |  | 960 | 0 | 0 | 1 | 1 | 24
2015-02-10 | Workday | 961 | 0 | 0 | 2 | 1 | 1
2015-02-10 01:00 |  | 962 | 0 | 0 | 2 | 1 | 2
2015-02-10 02:00 |  | 963 | 0 | 0 | 2 | 1 | 3
2015-02-10 03:00 |  | 964 | 0 | 0 | 2 | 1 | 4
2015-02-10 04:00 |  | 965 | 0 | 0 | 2 | 1 | 5
2015-02-10 05:00 |  | 966 | 0 | 0 | 2 | 1 | 6
2015-02-10 06:00 |  | 967 | 0 | 0 | 2 | 1 | 7
2015-02-10 07:00 |  | 968 | 0 | 0 | 2 | 1 | 8
2015-02-10 08:00 |  | 969 | 0 | 0 | 2 | 1 | 9
2015-02-10 09:00 |  | 970 | 0 | 0 | 2 | 1 | 10
2015-02-10 10:00 |  | 971 | 0 | 0 | 2 | 1 | 11
2015-02-10 11:00 |  | 972 | 0 | 0 | 2 | 1 | 12
2015-02-10 12:00 |  | 973 | 0 | 0 | 2 | 1 | 13
2015-02-10 13:00 |  | 974 | 0 | 0 | 2 | 1 | 14
2015-02-10 14:00 |  | 975 | 0 | 0 | 2 | 1 | 15
2015-02-10 15:00 |  | 976 | 0 | 0 | 2 | 1 | 16
2015-02-10 16:00 |  | 977 | 0 | 0 | 2 | 1 | 17
2015-02-10 17:00 |  | 978 | 0 | 0 | 2 | 1 | 18
2015-02-10 18:00 |  | 979 | 0 | 0 | 2 | 1 | 19
2015-02-10 19:00 |  | 980 | 0 | 0 | 2 | 1 | 20
2015-02-10 20:00 |  | 981 | 0 | 0 | 2 | 1 | 21
2015-02-10 21:00 |  | 982 | 0 | 0 | 2 | 1 | 22
2015-02-10 22:00 |  | 983 | 0 | 0 | 2 | 1 | 23
2015-02-10 23:00 |  | 984 | 0 | 0 | 2 | 1 | 24
2015-02-11 | Workday | 985 | 0 | 0 | 3 | 1 | 1
2015-02-11 01:00 |  | 986 | 0 | 0 | 3 | 1 | 2
2015-02-11 02:00 |  | 987 | 0 | 0 | 3 | 1 | 3
2015-02-11 03:00 |  | 988 | 0 | 0 | 3 | 1 | 4
2015-02-11 04:00 |  | 989 | 0 | 0 | 3 | 1 | 5
2015-02-11 05:00 |  | 990 | 0 | 0 | 3 | 1 | 6
2015-02-11 06:00 |  | 991 | 0 | 0 | 3 | 1 | 7
2015-02-11 07:00 |  | 992 | 0 | 0 | 3 | 1 | 8
2015-02-11 08:00 |  | 993 | 0 | 0 | 3 | 1 | 9
2015-02-11 09:00 |  | 994 | 0 | 0 | 3 | 1 | 10
2015-02-11 10:00 |  | 995 | 0 | 0 | 3 | 1 | 11
2015-02-11 11:00 |  | 996 | 0 | 0 | 3 | 1 | 12
2015-02-11 12:00 |  | 997 | 0 | 0 | 3 | 1 | 13
2015-02-11 13:00 |  | 998 | 0 | 0 | 3 | 1 | 14
2015-02-11 14:00 |  | 999 | 0 | 0 | 3 | 1 | 15
2015-02-11 15:00 |  | 1000 | 0 | 0 | 3 | 1 | 16
2015-02-11 16:00 |  | 1001 | 0 | 0 | 3 | 1 | 17
2015-02-11 17:00 |  | 1002 | 0 | 0 | 3 | 1 | 18
2015-02-11 18:00 |  | 1003 | 0 | 0 | 3 | 1 | 19
2015-02-11 19:00 |  | 1004 | 0 | 0 | 3 | 1 | 20
2015-02-11 20:00 |  | 1005 | 0 | 0 | 3 | 1 | 21
2015-02-11 21:00 |  | 1006 | 0 | 0 | 3 | 1 | 22
2015-02-11 22:00 |  | 1007 | 0 | 0 | 3 | 1 | 23
2015-02-11 23:00 |  | 1008 | 0 | 0 | 3 | 1 | 24
2015-02-12 | Workday | 1009 | 0 | 0 | 4 | 1 | 1
2015-02-12 01:00 |  | 1010 | 0 | 0 | 4 | 1 | 2
2015-02-12 02:00 |  | 1011 | 0 | 0 | 4 | 1 | 3
2015-02-12 03:00 |  | 1012 | 0 | 0 | 4 | 1 | 4
2015-02-12 04:00 |  | 1013 | 0 | 0 | 4 | 1 | 5
2015-02-12 05:00 |  | 1014 | 0 | 0 | 4 | 1 | 6
2015-02-12 06:00 |  | 1015 | 0 | 0 | 4 | 1 | 7
2015-02-12 07:00 |  | 1016 | 0 | 0 | 4 | 1 | 8
2015-02-12 08:00 |  | 1017 | 0 | 0 | 4 | 1 | 9
2015-02-12 09:00 |  | 1018 | 0 | 0 | 4 | 1 | 10
2015-02-12 10:00 |  | 1019 | 0 | 0 | 4 | 1 | 11
2015-02-12 11:00 |  | 1020 | 0 | 0 | 4 | 1 | 12
2015-02-12 12:00 |  | 1021 | 0 | 0 | 4 | 1 | 13
2015-02-12 13:00 |  | 1022 | 0 | 0 | 4 | 1 | 14
2015-02-12 14:00 |  | 1023 | 0 | 0 | 4 | 1 | 15
2015-02-12 15:00 |  | 1024 | 0 | 0 | 4 | 1 | 16
2015-02-12 16:00 |  | 1025 | 0 | 0 | 4 | 1 | 17
2015-02-12 17:00 |  | 1026 | 0 | 0 | 4 | 1 | 18
2015-02-12 18:00 |  | 1027 | 0 | 0 | 4 | 1 | 19
2015-02-12 19:00 |  | 1028 | 0 | 0 | 4 | 1 | 20
2015-02-12 20:00 |  | 1029 | 0 | 0 | 4 | 1 | 21
2015-02-12 21:00 |  | 1030 | 0 | 0 | 4 | 1 | 22
2015-02-12 22:00 |  | 1031 | 0 | 0 | 4 | 1 | 23
2015-02-12 23:00 |  | 1032 | 0 | 0 | 4 | 1 | 24
2015-02-13 | Workday | 1033 | 0 | 0 | 5 | 1 | 1
2015-02-13 01:00 |  | 1034 | 0 | 0 | 5 | 1 | 2
2015-02-13 02:00 |  | 1035 | 0 | 0 | 5 | 1 | 3
2015-02-13 03:00 |  | 1036 | 0 | 0 | 5 | 1 | 4
2015-02-13 04:00 |  | 1037 | 0 | 0 | 5 | 1 | 5
2015-02-13 05:00 |  | 1038 | 0 | 0 | 5 | 1 | 6
2015-02-13 06:00 |  | 1039 | 0 | 0 | 5 | 1 | 7
2015-02-13 07:00 |  | 1040 | 0 | 0 | 5 | 1 | 8
2015-02-13 08:00 |  | 1041 | 0 | 0 | 5 | 1 | 9
2015-02-13 09:00 |  | 1042 | 0 | 0 | 5 | 1 | 10
2015-02-13 10:00 |  | 1043 | 0 | 0 | 5 | 1 | 11
2015-02-13 11:00 |  | 1044 | 0 | 0 | 5 | 1 | 12
2015-02-13 12:00 |  | 1045 | 0 | 0 | 5 | 1 | 13
2015-02-13 13:00 |  | 1046 | 0 | 0 | 5 | 1 | 14
2015-02-13 14:00 |  | 1047 | 0 | 0 | 5 | 1 | 15
2015-02-13 15:00 |  | 1048 | 0 | 0 | 5 | 1 | 16
2015-02-13 16:00 |  | 1049 | 0 | 0 | 5 | 1 | 17
2015-02-13 17:00 |  | 1050 | 0 | 0 | 5 | 1 | 18
2015-02-13 18:00 |  | 1051 | 0 | 0 | 5 | 1 | 19
2015-02-13 19:00 |  | 1052 | 0 | 0 | 5 | 1 | 20
2015-02-13 20:00 |  | 1053 | 0 | 0 | 5 | 1 | 21
2015-02-13 21:00 |  | 1054 | 0 | 0 | 5 | 1 | 22
2015-02-13 22:00 |  | 1055 | 0 | 0 | 5 | 1 | 23
2015-02-13 23:00 |  | 1056 | 0 | 0 | 5 | 1 | 24
2015-02-14 | Saturday | 1057 | 0 | 0 | 6 | 2 | 1
2015-02-14 01:00 |  | 1058 | 0 | 0 | 6 | 2 | 2
2015-02-14 02:00 |  | 1059 | 0 | 0 | 6 | 2 | 3
2015-02-14 03:00 |  | 1060 | 0 | 0 | 6 | 2 | 4
2015-02-14 04:00 |  | 1061 | 0 | 0 | 6 | 2 | 5
2015-02-14 05:00 |  | 1062 | 0 | 0 | 6 | 2 | 6
2015-02-14 06:00 |  | 1063 | 0 | 0 | 6 | 2 | 7
2015-02-14 07:00 |  | 1064 | 0 | 0 | 6 | 2 | 8
2015-02-14 08:00 |  | 1065 | 0 | 0 | 6 | 2 | 9
2015-02-14 09:00 |  | 1066 | 0 | 0 | 6 | 2 | 10
2015-02-14 10:00 |  | 1067 | 0 | 0 | 6 | 2 | 11
2015-02-14 11:00 |  | 1068 | 0 | 0 | 6 | 2 | 12
2015-02-14 12:00 |  | 1069 | 0 | 0 | 6 | 2 | 13
2015-02-14 13:00 |  | 1070 | 0 | 0 | 6 | 2 | 14
2015-02-14 14:00 |  | 1071 | 0 | 0 | 6 | 2 | 15
2015-02-14 15:00 |  | 1072 | 0 | 0 | 6 | 2 | 16
2015-02-14 16:00 |  | 1073 | 0 | 0 | 6 | 2 | 17
2015-02-14 17:00 |  | 1074 | 0 | 0 | 6 | 2 | 18
2015-02-14 18:00 |  | 1075 | 0 | 0 | 6 | 2 | 19
2015-02-14 19:00 |  | 1076 | 0 | 0 | 6 | 2 | 20
2015-02-14 20:00 |  | 1077 | 0 | 0 | 6 | 2 | 21
2015-02-14 21:00 |  | 1078 | 0 | 0 | 6 | 2 | 22
2015-02-14 22:00 |  | 1079 | 0 | 0 | 6 | 2 | 23
2015-02-14 23:00 |  | 1080 | 0 | 0 | 6 | 2 | 24
2015-02-15 | Holiday | 1081 | 0 | 0 | 7 | 3 | 1
2015-02-15 01:00 |  | 1082 | 0 | 0 | 7 | 3 | 2
2015-02-15 02:00 |  | 1083 | 0 | 0 | 7 | 3 | 3
2015-02-15 03:00 |  | 1084 | 0 | 0 | 7 | 3 | 4
2015-02-15 04:00 |  | 1085 | 0 | 0 | 7 | 3 | 5
2015-02-15 05:00 |  | 1086 | 0 | 0 | 7 | 3 | 6
2015-02-15 06:00 |  | 1087 | 0 | 0 | 7 | 3 | 7
2015-02-15 07:00 |  | 1088 | 0 | 0 | 7 | 3 | 8
2015-02-15 08:00 |  | 1089 | 0 | 0 | 7 | 3 | 9
2015-02-15 09:00 |  | 1090 | 0 | 0 | 7 | 3 | 10
2015-02-15 10:00 |  | 1091 | 0 | 0 | 7 | 3 | 11
2015-02-15 11:00 |  | 1092 | 0 | 0 | 7 | 3 | 12
2015-02-15 12:00 |  | 1093 | 0 | 0 | 7 | 3 | 13
2015-02-15 13:00 |  | 1094 | 0 | 0 | 7 | 3 | 14
2015-02-15 14:00 |  | 1095 | 0 | 0 | 7 | 3 | 15
2015-02-15 15:00 |  | 1096 | 0 | 0 | 7 | 3 | 16
2015-02-15 16:00 |  | 1097 | 0 | 0 | 7 | 3 | 17
2015-02-15 17:00 |  | 1098 | 0 | 0 | 7 | 3 | 18
2015-02-15 18:00 |  | 1099 | 0 | 0 | 7 | 3 | 19
2015-02-15 19:00 |  | 1100 | 0 | 0 | 7 | 3 | 20
2015-02-15 20:00 |  | 1101 | 0 | 0 | 7 | 3 | 21
2015-02-15 21:00 |  | 1102 | 0 | 0 | 7 | 3 | 22
2015-02-15 22:00 |  | 1103 | 0 | 0 | 7 | 3 | 23
2015-02-15 23:00 |  | 1104 | 0 | 0 | 7 | 3 | 24
2015-02-16 | Workday | 1105 | 0 | 0 | 1 | 1 | 1
2015-02-16 01:00 |  | 1106 | 0 | 0 | 1 | 1 | 2
2015-02-16 02:00 |  | 1107 | 0 | 0 | 1 | 1 | 3
2015-02-16 03:00 |  | 1108 | 0 | 0 | 1 | 1 | 4
2015-02-16 04:00 |  | 1109 | 0 | 0 | 1 | 1 | 5
2015-02-16 05:00 |  | 1110 | 0 | 0 | 1 | 1 | 6
2015-02-16 06:00 |  | 1111 | 0 | 0 | 1 | 1 | 7
2015-02-16 07:00 |  | 1112 | 0 | 0 | 1 | 1 | 8
2015-02-16 08:00 |  | 1113 | 0 | 0 | 1 | 1 | 9
2015-02-16 09:00 |  | 1114 | 0 | 0 | 1 | 1 | 10
2015-02-16 10:00 |  | 1115 | 0 | 0 | 1 | 1 | 11
2015-02-16 11:00 |  | 1116 | 0 | 0 | 1 | 1 | 12
2015-02-16 12:00 |  | 1117 | 0 | 0 | 1 | 1 | 13
2015-02-16 13:00 |  | 1118 | 0 | 0 | 1 | 1 | 14
2015-02-16 14:00 |  | 1119 | 0 | 0 | 1 | 1 | 15
2015-02-16 15:00 |  | 1120 | 0 | 0 | 1 | 1 | 16
2015-02-16 16:00 |  | 1121 | 0 | 0 | 1 | 1 | 17
2015-02-16 17:00 |  | 1122 | 0 | 0 | 1 | 1 | 18
2015-02-16 18:00 |  | 1123 | 0 | 0 | 1 | 1 | 19
2015-02-16 19:00 |  | 1124 | 0 | 0 | 1 | 1 | 20
2015-02-16 20:00 |  | 1125 | 0 | 0 | 1 | 1 | 21
2015-02-16 21:00 |  | 1126 | 0 | 0 | 1 | 1 | 22
2015-02-16 22:00 |  | 1127 | 0 | 0 | 1 | 1 | 23
2015-02-16 23:00 |  | 1128 | 0 | 0 | 1 | 1 | 24
2015-02-17 | Workday | 1129 | 0 | 0 | 2 | 1 | 1
2015-02-17 01:00 |  | 1130 | 0 | 0 | 2 | 1 | 2
2015-02-17 02:00 |  | 1131 | 0 | 0 | 2 | 1 | 3
2015-02-17 03:00 |  | 1132 | 0 | 0 | 2 | 1 | 4
2015-02-17 04:00 |  | 1133 | 0 | 0 | 2 | 1 | 5
2015-02-17 05:00 |  | 1134 | 0 | 0 | 2 | 1 | 6
2015-02-17 06:00 |  | 1135 | 0 | 0 | 2 | 1 | 7
2015-02-17 07:00 |  | 1136 | 0 | 0 | 2 | 1 | 8
2015-02-17 08:00 |  | 1137 | 0 | 0 | 2 | 1 | 9
2015-02-17 09:00 |  | 1138 | 0 | 0 | 2 | 1 | 10
2015-02-17 10:00 |  | 1139 | 0 | 0 | 2 | 1 | 11
2015-02-17 11:00 |  | 1140 | 0 | 0 | 2 | 1 | 12
2015-02-17 12:00 |  | 1141 | 0 | 0 | 2 | 1 | 13
2015-02-17 13:00 |  | 1142 | 0 | 0 | 2 | 1 | 14
2015-02-17 14:00 |  | 1143 | 0 | 0 | 2 | 1 | 15
2015-02-17 15:00 |  | 1144 | 0 | 0 | 2 | 1 | 16
2015-02-17 16:00 |  | 1145 | 0 | 0 | 2 | 1 | 17
2015-02-17 17:00 |  | 1146 | 0 | 0 | 2 | 1 | 18
2015-02-17 18:00 |  | 1147 | 0 | 0 | 2 | 1 | 19
2015-02-17 19:00 |  | 1148 | 0 | 0 | 2 | 1 | 20
2015-02-17 20:00 |  | 1149 | 0 | 0 | 2 | 1 | 21
2015-02-17 21:00 |  | 1150 | 0 | 0 | 2 | 1 | 22
2015-02-17 22:00 |  | 1151 | 0 | 0 | 2 | 1 | 23
2015-02-17 23:00 |  | 1152 | 0 | 0 | 2 | 1 | 24
2015-02-18 | Workday | 1153 | 0 | 0 | 3 | 1 | 1
2015-02-18 01:00 |  | 1154 | 0 | 0 | 3 | 1 | 2
2015-02-18 02:00 |  | 1155 | 0 | 0 | 3 | 1 | 3
2015-02-18 03:00 |  | 1156 | 0 | 0 | 3 | 1 | 4
2015-02-18 04:00 |  | 1157 | 0 | 0 | 3 | 1 | 5
2015-02-18 05:00 |  | 1158 | 0 | 0 | 3 | 1 | 6
2015-02-18 06:00 |  | 1159 | 0 | 0 | 3 | 1 | 7
2015-02-18 07:00 |  | 1160 | 0 | 0 | 3 | 1 | 8
2015-02-18 08:00 |  | 1161 | 0 | 0 | 3 | 1 | 9
2015-02-18 09:00 |  | 1162 | 0 | 0 | 3 | 1 | 10
2015-02-18 10:00 |  | 1163 | 0 | 0 | 3 | 1 | 11
2015-02-18 11:00 |  | 1164 | 0 | 0 | 3 | 1 | 12
2015-02-18 12:00 |  | 1165 | 0 | 0 | 3 | 1 | 13
2015-02-18 13:00 |  | 1166 | 0 | 0 | 3 | 1 | 14
2015-02-18 14:00 |  | 1167 | 0 | 0 | 3 | 1 | 15
2015-02-18 15:00 |  | 1168 | 0 | 0 | 3 | 1 | 16
2015-02-18 16:00 |  | 1169 | 0 | 0 | 3 | 1 | 17
2015-02-18 17:00 |  | 1170 | 0 | 0 | 3 | 1 | 18
2015-02-18 18:00 |  | 1171 | 0 | 0 | 3 | 1 | 19
2015-02-18 19:00 |  | 1172 | 0 | 0 | 3 | 1 | 20
2015-02-18 20:00 |  | 1173 | 0 | 0 | 3 | 1 | 21
2015-02-18 21:00 |  | 1174 | 0 | 0 | 3 | 1 | 22
2015-02-18 22:00 |  | 1175 | 0 | 0 | 3 | 1 | 23
2015-02-18 23:00 |  | 1176 | 0 | 0 | 3 | 1 | 24
2015-02-19 | Workday | 1177 | 0 | 0 | 4 | 1 | 1
2015-02-19 01:00 |  | 1178 | 0 | 0 | 4 | 1 | 2
2015-02-19 02:00 |  | 1179 | 0 | 0 | 4 | 1 | 3
2015-02-19 03:00 |  | 1180 | 0 | 0 | 4 | 1 | 4
2015-02-19 04:00 |  | 1181 | 0 | 0 | 4 | 1 | 5
2015-02-19 05:00 |  | 1182 | 0 | 0 | 4 | 1 | 6
2015-02-19 06:00 |  | 1183 | 0 | 0 | 4 | 1 | 7
2015-02-19 07:00 |  | 1184 | 0 | 0 | 4 | 1 | 8
2015-02-19 08:00 |  | 1185 | 0 | 0 | 4 | 1 | 9
2015-02-19 09:00 |  | 1186 | 0 | 0 | 4 | 1 | 10
2015-02-19 10:00 |  | 1187 | 0 | 0 | 4 | 1 | 11
2015-02-19 11:00 |  | 1188 | 0 | 0 | 4 | 1 | 12
2015-02-19 12:00 |  | 1189 | 0 | 0 | 4 | 1 | 13
2015-02-19 13:00 |  | 1190 | 0 | 0 | 4 | 1 | 14
2015-02-19 14:00 |  | 1191 | 0 | 0 | 4 | 1 | 15
2015-02-19 15:00 |  | 1192 | 0 | 0 | 4 | 1 | 16
2015-02-19 16:00 |  | 1193 | 0 | 0 | 4 | 1 | 17
2015-02-19 17:00 |  | 1194 | 0 | 0 | 4 | 1 | 18
2015-02-19 18:00 |  | 1195 | 0 | 0 | 4 | 1 | 19
2015-02-19 19:00 |  | 1196 | 0 | 0 | 4 | 1 | 20
2015-02-19 20:00 |  | 1197 | 0 | 0 | 4 | 1 | 21
2015-02-19 21:00 |  | 1198 | 0 | 0 | 4 | 1 | 22
2015-02-19 22:00 |  | 1199 | 0 | 0 | 4 | 1 | 23
2015-02-19 23:00 |  | 1200 | 0 | 0 | 4 | 1 | 24
2015-02-20 | Workday | 1201 | 0 | 0 | 5 | 1 | 1
2015-02-20 01:00 |  | 1202 | 0 | 0 | 5 | 1 | 2
2015-02-20 02:00 |  | 1203 | 0 | 0 | 5 | 1 | 3
2015-02-20 03:00 |  | 1204 | 0 | 0 | 5 | 1 | 4
2015-02-20 04:00 |  | 1205 | 0 | 0 | 5 | 1 | 5
2015-02-20 05:00 |  | 1206 | 0 | 0 | 5 | 1 | 6
2015-02-20 06:00 |  | 1207 | 0 | 0 | 5 | 1 | 7
2015-02-20 07:00 |  | 1208 | 0 | 0 | 5 | 1 | 8
2015-02-20 08:00 |  | 1209 | 0 | 0 | 5 | 1 | 9
2015-02-20 09:00 |  | 1210 | 0 | 0 | 5 | 1 | 10
2015-02-20 10:00 |  | 1211 | 0 | 0 | 5 | 1 | 11
2015-02-20 11:00 |  | 1212 | 0 | 0 | 5 | 1 | 12
2015-02-20 12:00 |  | 1213 | 0 | 0 | 5 | 1 | 13
2015-02-20 13:00 |  | 1214 | 0 | 0 | 5 | 1 | 14
2015-02-20 14:00 |  | 1215 | 0 | 0 | 5 | 1 | 15
2015-02-20 15:00 |  | 1216 | 0 | 0 | 5 | 1 | 16
2015-02-20 16:00 |  | 1217 | 0 | 0 | 5 | 1 | 17
2015-02-20 17:00 |  | 1218 | 0 | 0 | 5 | 1 | 18
2015-02-20 18:00 |  | 1219 | 0 | 0 | 5 | 1 | 19
2015-02-20 19:00 |  | 1220 | 0 | 0 | 5 | 1 | 20
2015-02-20 20:00 |  | 1221 | 0 | 0 | 5 | 1 | 21
2015-02-20 21:00 |  | 1222 | 0 | 0 | 5 | 1 | 22
2015-02-20 22:00 |  | 1223 | 0 | 0 | 5 | 1 | 23
2015-02-20 23:00 |  | 1224 | 0 | 0 | 5 | 1 | 24
2015-02-21 | Saturday | 1225 | 0 | 0 | 6 | 2 | 1
2015-02-21 01:00 |  | 1226 | 0 | 0 | 6 | 2 | 2
2015-02-21 02:00 |  | 1227 | 0 | 0 | 6 | 2 | 3
2015-02-21 03:00 |  | 1228 | 0 | 0 | 6 | 2 | 4
2015-02-21 04:00 |  | 1229 | 0 | 0 | 6 | 2 | 5
2015-02-21 05:00 |  | 1230 | 0 | 0 | 6 | 2 | 6
2015-02-21 06:00 |  | 1231 | 0 | 0 | 6 | 2 | 7
2015-02-21 07:00 |  | 1232 | 0 | 0 | 6 | 2 | 8
2015-02-21 08:00 |  | 1233 | 0 | 0 | 6 | 2 | 9
2015-02-21 09:00 |  | 1234 | 0 | 0 | 6 | 2 | 10
2015-02-21 10:00 |  | 1235 | 0 | 0 | 6 | 2 | 11
2015-02-21 11:00 |  | 1236 | 0 | 0 | 6 | 2 | 12
2015-02-21 12:00 |  | 1237 | 0 | 0 | 6 | 2 | 13
2015-02-21 13:00 |  | 1238 | 0 | 0 | 6 | 2 | 14
2015-02-21 14:00 |  | 1239 | 0 | 0 | 6 | 2 | 15
2015-02-21 15:00 |  | 1240 | 0 | 0 | 6 | 2 | 16
2015-02-21 16:00 |  | 1241 | 0 | 0 | 6 | 2 | 17
2015-02-21 17:00 |  | 1242 | 0 | 0 | 6 | 2 | 18
2015-02-21 18:00 |  | 1243 | 0 | 0 | 6 | 2 | 19
2015-02-21 19:00 |  | 1244 | 0 | 0 | 6 | 2 | 20
2015-02-21 20:00 |  | 1245 | 0 | 0 | 6 | 2 | 21
2015-02-21 21:00 |  | 1246 | 0 | 0 | 6 | 2 | 22
2015-02-21 22:00 |  | 1247 | 0 | 0 | 6 | 2 | 23
2015-02-21 23:00 |  | 1248 | 0 | 0 | 6 | 2 | 24
2015-02-22 | Holiday | 1249 | 0 | 0 | 7 | 3 | 1
2015-02-22 01:00 |  | 1250 | 0 | 0 | 7 | 3 | 2
2015-02-22 02:00 |  | 1251 | 0 | 0 | 7 | 3 | 3
2015-02-22 03:00 |  | 1252 | 0 | 0 | 7 | 3 | 4
2015-02-22 04:00 |  | 1253 | 0 | 0 | 7 | 3 | 5
2015-02-22 05:00 |  | 1254 | 0 | 0 | 7 | 3 | 6
2015-02-22 06:00 |  | 1255 | 0 | 0 | 7 | 3 | 7
2015-02-22 07:00 |  | 1256 | 0 | 0 | 7 | 3 | 8
2015-02-22 08:00 |  | 1257 | 0 | 0 | 7 | 3 | 9
2015-02-22 09:00 |  | 1258 | 0 | 0 | 7 | 3 | 10
2015-02-22 10:00 |  | 1259 | 0 | 0 | 7 | 3 | 11
2015-02-22 11:00 |  | 1260 | 0 | 0 | 7 | 3 | 12
2015-02-22 12:00 |  | 1261 | 0 | 0 | 7 | 3 | 13
2015-02-22 13:00 |  | 1262 | 0 | 0 | 7 | 3 | 14
2015-02-22 14:00 |  | 1263 | 0 | 0 | 7 | 3 | 15
2015-02-22 15:00 |  | 1264 | 0 | 0 | 7 | 3 | 16
2015-02-22 16:00 |  | 1265 | 0 | 0 | 7 | 3 | 17
2015-02-22 17:00 |  | 1266 | 0 | 0 | 7 | 3 | 18
2015-02-22 18:00 |  | 1267 | 0 | 0 | 7 | 3 | 19
2015-02-22 19:00 |  | 1268 | 0 | 0 | 7 | 3 | 20
2015-02-22 20:00 |  | 1269 | 0 | 0 | 7 | 3 | 21
2015-02-22 21:00 |  | 1270 | 0 | 0 | 7 | 3 | 22
2015-02-22 22:00 |  | 1271 | 0 | 0 | 7 | 3 | 23
2015-02-22 23:00 |  | 1272 | 0 | 0 | 7 | 3 | 24
2015-02-23 | Workday | 1273 | 0 | 0 | 1 | 1 | 1
2015-02-23 01:00 |  | 1274 | 0 | 0 | 1 | 1 | 2
2015-02-23 02:00 |  | 1275 | 0 | 0 | 1 | 1 | 3
2015-02-23 03:00 |  | 1276 | 0 | 0 | 1 | 1 | 4
2015-02-23 04:00 |  | 1277 | 0 | 0 | 1 | 1 | 5
2015-02-23 05:00 |  | 1278 | 0 | 0 | 1 | 1 | 6
2015-02-23 06:00 |  | 1279 | 0 | 0 | 1 | 1 | 7
2015-02-23 07:00 |  | 1280 | 0 | 0 | 1 | 1 | 8
2015-02-23 08:00 |  | 1281 | 0 | 0 | 1 | 1 | 9
2015-02-23 09:00 |  | 1282 | 0 | 0 | 1 | 1 | 10
2015-02-23 10:00 |  | 1283 | 0 | 0 | 1 | 1 | 11
2015-02-23 11:00 |  | 1284 | 0 | 0 | 1 | 1 | 12
2015-02-23 12:00 |  | 1285 | 0 | 0 | 1 | 1 | 13
2015-02-23 13:00 |  | 1286 | 0 | 0 | 1 | 1 | 14
2015-02-23 14:00 |  | 1287 | 0 | 0 | 1 | 1 | 15
2015-02-23 15:00 |  | 1288 | 0 | 0 | 1 | 1 | 16
2015-02-23 16:00 |  | 1289 | 0 | 0 | 1 | 1 | 17
2015-02-23 17:00 |  | 1290 | 0 | 0 | 1 | 1 | 18
2015-02-23 18:00 |  | 1291 | 0 | 0 | 1 | 1 | 19
2015-02-23 19:00 |  | 1292 | 0 | 0 | 1 | 1 | 20
2015-02-23 20:00 |  | 1293 | 0 | 0 | 1 | 1 | 21
2015-02-23 21:00 |  | 1294 | 0 | 0 | 1 | 1 | 22
2015-02-23 22:00 |  | 1295 | 0 | 0 | 1 | 1 | 23
2015-02-23 23:00 |  | 1296 | 0 | 0 | 1 | 1 | 24
2015-02-24 | Workday | 1297 | 0 | 0 | 2 | 1 | 1
2015-02-24 01:00 |  | 1298 | 0 | 0 | 2 | 1 | 2
2015-02-24 02:00 |  | 1299 | 0 | 0 | 2 | 1 | 3
2015-02-24 03:00 |  | 1300 | 0 | 0 | 2 | 1 | 4
2015-02-24 04:00 |  | 1301 | 0 | 0 | 2 | 1 | 5
2015-02-24 05:00 |  | 1302 | 0 | 0 | 2 | 1 | 6
2015-02-24 06:00 |  | 1303 | 0 | 0 | 2 | 1 | 7
2015-02-24 07:00 |  | 1304 | 0 | 0 | 2 | 1 | 8
2015-02-24 08:00 |  | 1305 | 0 | 0 | 2 | 1 | 9
2015-02-24 09:00 |  | 1306 | 0 | 0 | 2 | 1 | 10
2015-02-24 10:00 |  | 1307 | 0 | 0 | 2 | 1 | 11
2015-02-24 11:00 |  | 1308 | 0 | 0 | 2 | 1 | 12
2015-02-24 12:00 |  | 1309 | 0 | 0 | 2 | 1 | 13
2015-02-24 13:00 |  | 1310 | 0 | 0 | 2 | 1 | 14
2015-02-24 14:00 |  | 1311 | 0 | 0 | 2 | 1 | 15
2015-02-24 15:00 |  | 1312 | 0 | 0 | 2 | 1 | 16
2015-02-24 16:00 |  | 1313 | 0 | 0 | 2 | 1 | 17
2015-02-24 17:00 |  | 1314 | 0 | 0 | 2 | 1 | 18
2015-02-24 18:00 |  | 1315 | 0 | 0 | 2 | 1 | 19
2015-02-24 19:00 |  | 1316 | 0 | 0 | 2 | 1 | 20
2015-02-24 20:00 |  | 1317 | 0 | 0 | 2 | 1 | 21
2015-02-24 21:00 |  | 1318 | 0 | 0 | 2 | 1 | 22
2015-02-24 22:00 |  | 1319 | 0 | 0 | 2 | 1 | 23
2015-02-24 23:00 |  | 1320 | 0 | 0 | 2 | 1 | 24
2015-02-25 | Workday | 1321 | 0 | 0 | 3 | 1 | 1
2015-02-25 01:00 |  | 1322 | 0 | 0 | 3 | 1 | 2
2015-02-25 02:00 |  | 1323 | 0 | 0 | 3 | 1 | 3
2015-02-25 03:00 |  | 1324 | 0 | 0 | 3 | 1 | 4
2015-02-25 04:00 |  | 1325 | 0 | 0 | 3 | 1 | 5
2015-02-25 05:00 |  | 1326 | 0 | 0 | 3 | 1 | 6
2015-02-25 06:00 |  | 1327 | 0 | 0 | 3 | 1 | 7
2015-02-25 07:00 |  | 1328 | 0 | 0 | 3 | 1 | 8
2015-02-25 08:00 |  | 1329 | 0 | 0 | 3 | 1 | 9
2015-02-25 09:00 |  | 1330 | 0 | 0 | 3 | 1 | 10
2015-02-25 10:00 |  | 1331 | 0 | 0 | 3 | 1 | 11
2015-02-25 11:00 |  | 1332 | 0 | 0 | 3 | 1 | 12
2015-02-25 12:00 |  | 1333 | 0 | 0 | 3 | 1 | 13
2015-02-25 13:00 |  | 1334 | 0 | 0 | 3 | 1 | 14
2015-02-25 14:00 |  | 1335 | 0 | 0 | 3 | 1 | 15
2015-02-25 15:00 |  | 1336 | 0 | 0 | 3 | 1 | 16
2015-02-25 16:00 |  | 1337 | 0 | 0 | 3 | 1 | 17
2015-02-25 17:00 |  | 1338 | 0 | 0 | 3 | 1 | 18
2015-02-25 18:00 |  | 1339 | 0 | 0 | 3 | 1 | 19
2015-02-25 19:00 |  | 1340 | 0 | 0 | 3 | 1 | 20
2015-02-25 20:00 |  | 1341 | 0 | 0 | 3 | 1 | 21
2015-02-25 21:00 |  | 1342 | 0 | 0 | 3 | 1 | 22
2015-02-25 22:00 |  | 1343 | 0 | 0 | 3 | 1 | 23
2015-02-25 23:00 |  | 1344 | 0 | 0 | 3 | 1 | 24
2015-02-26 | Workday | 1345 | 0 | 0 | 4 | 1 | 1
2015-02-26 01:00 |  | 1346 | 0 | 0 | 4 | 1 | 2
2015-02-26 02:00 |  | 1347 | 0 | 0 | 4 | 1 | 3
2015-02-26 03:00 |  | 1348 | 0 | 0 | 4 | 1 | 4
2015-02-26 04:00 |  | 1349 | 0 | 0 | 4 | 1 | 5
2015-02-26 05:00 |  | 1350 | 0 | 0 | 4 | 1 | 6
2015-02-26 06:00 |  | 1351 | 0 | 0 | 4 | 1 | 7
2015-02-26 07:00 |  | 1352 | 0 | 0 | 4 | 1 | 8
2015-02-26 08:00 |  | 1353 | 0 | 0 | 4 | 1 | 9
2015-02-26 09:00 |  | 1354 | 0 | 0 | 4 | 1 | 10
2015-02-26 10:00 |  | 1355 | 0 | 0 | 4 | 1 | 11
2015-02-26 11:00 |  | 1356 | 0 | 0 | 4 | 1 | 12
2015-02-26 12:00 |  | 1357 | 0 | 0 | 4 | 1 | 13
2015-02-26 13:00 |  | 1358 | 0 | 0 | 4 | 1 | 14
2015-02-26 14:00 |  | 1359 | 0 | 0 | 4 | 1 | 15
2015-02-26 15:00 |  | 1360 | 0 | 0 | 4 | 1 | 16
2015-02-26 16:00 |  | 1361 | 0 | 0 | 4 | 1 | 17
2015-02-26 17:00 |  | 1362 | 0 | 0 | 4 | 1 | 18
2015-02-26 18:00 |  | 1363 | 0 | 0 | 4 | 1 | 19
2015-02-26 19:00 |  | 1364 | 0 | 0 | 4 | 1 | 20
2015-02-26 20:00 |  | 1365 | 0 | 0 | 4 | 1 | 21
2015-02-26 21:00 |  | 1366 | 0 | 0 | 4 | 1 | 22
2015-02-26 22:00 |  | 1367 | 0 | 0 | 4 | 1 | 23
2015-02-26 23:00 |  | 1368 | 0 | 0 | 4 | 1 | 24
2015-02-27 | Workday | 1369 | 0 | 0 | 5 | 1 | 1
2015-02-27 01:00 |  | 1370 | 0 | 0 | 5 | 1 | 2
2015-02-27 02:00 |  | 1371 | 0 | 0 | 5 | 1 | 3
2015-02-27 03:00 |  | 1372 | 0 | 0 | 5 | 1 | 4
2015-02-27 04:00 |  | 1373 | 0 | 0 | 5 | 1 | 5
2015-02-27 05:00 |  | 1374 | 0 | 0 | 5 | 1 | 6
2015-02-27 06:00 |  | 1375 | 0 | 0 | 5 | 1 | 7
2015-02-27 07:00 |  | 1376 | 0 | 0 | 5 | 1 | 8
2015-02-27 08:00 |  | 1377 | 0 | 0 | 5 | 1 | 9
2015-02-27 09:00 |  | 1378 | 0 | 0 | 5 | 1 | 10
2015-02-27 10:00 |  | 1379 | 0 | 0 | 5 | 1 | 11
2015-02-27 11:00 |  | 1380 | 0 | 0 | 5 | 1 | 12
2015-02-27 12:00 |  | 1381 | 0 | 0 | 5 | 1 | 13
2015-02-27 13:00 |  | 1382 | 0 | 0 | 5 | 1 | 14
2015-02-27 14:00 |  | 1383 | 0 | 0 | 5 | 1 | 15
2015-02-27 15:00 |  | 1384 | 0 | 0 | 5 | 1 | 16
2015-02-27 16:00 |  | 1385 | 0 | 0 | 5 | 1 | 17
2015-02-27 17:00 |  | 1386 | 0 | 0 | 5 | 1 | 18
2015-02-27 18:00 |  | 1387 | 0 | 0 | 5 | 1 | 19
2015-02-27 19:00 |  | 1388 | 0 | 0 | 5 | 1 | 20
2015-02-27 20:00 |  | 1389 | 0 | 0 | 5 | 1 | 21
2015-02-27 21:00 |  | 1390 | 0 | 0 | 5 | 1 | 22
2015-02-27 22:00 |  | 1391 | 0 | 0 | 5 | 1 | 23
2015-02-27 23:00 |  | 1392 | 0 | 0 | 5 | 1 | 24
2015-02-28 | Saturday | 1393 | 0 | 0 | 6 | 2 | 1
2015-02-28 01:00 |  | 1394 | 0 | 0 | 6 | 2 | 2
2015-02-28 02:00 |  | 1395 | 0 | 0 | 6 | 2 | 3
2015-02-28 03:00 |  | 1396 | 0 | 0 | 6 | 2 | 4
2015-02-28 04:00 |  | 1397 | 0 | 0 | 6 | 2 | 5
2015-02-28 05:00 |  | 1398 | 0 | 0 | 6 | 2 | 6
2015-02-28 06:00 |  | 1399 | 0 | 0 | 6 | 2 | 7
2015-02-28 07:00 |  | 1400 | 0 | 0 | 6 | 2 | 8
2015-02-28 08:00 |  | 1401 | 0 | 0 | 6 | 2 | 9
2015-02-28 09:00 |  | 1402 | 0 | 0 | 6 | 2 | 10
2015-02-28 10:00 |  | 1403 | 0 | 0 | 6 | 2 | 11
2015-02-28 11:00 |  | 1404 | 0 | 0 | 6 | 2 | 12
2015-02-28 12:00 |  | 1405 | 0 | 0 | 6 | 2 | 13
2015-02-28 13:00 |  | 1406 | 0 | 0 | 6 | 2 | 14
2015-02-28 14:00 |  | 1407 | 0 | 0 | 6 | 2 | 15
2015-02-28 15:00 |  | 1408 | 0 | 0 | 6 | 2 | 16
2015-02-28 16:00 |  | 1409 | 0 | 0 | 6 | 2 | 17
2015-02-28 17:00 |  | 1410 | 0 | 0 | 6 | 2 | 18
2015-02-28 18:00 |  | 1411 | 0 | 0 | 6 | 2 | 19
2015-02-28 19:00 |  | 1412 | 0 | 0 | 6 | 2 | 20
2015-02-28 20:00 |  | 1413 | 0 | 0 | 6 | 2 | 21
2015-02-28 21:00 |  | 1414 | 0 | 0 | 6 | 2 | 22
2015-02-28 22:00 |  | 1415 | 0 | 0 | 6 | 2 | 23
2015-02-28 23:00 |  | 1416 | 0 | 0 | 6 | 2 | 24
2015-03-01 | Holiday | 1417 | 0 | 0 | 7 | 3 | 1
2015-03-01 01:00 |  | 1418 | 0 | 0 | 7 | 3 | 2
2015-03-01 02:00 |  | 1419 | 0 | 0 | 7 | 3 | 3
2015-03-01 03:00 |  | 1420 | 0 | 0 | 7 | 3 | 4
2015-03-01 04:00 |  | 1421 | 0 | 0 | 7 | 3 | 5
2015-03-01 05:00 |  | 1422 | 0 | 0 | 7 | 3 | 6
2015-03-01 06:00 |  | 1423 | 0 | 0 | 7 | 3 | 7
2015-03-01 07:00 |  | 1424 | 0 | 0 | 7 | 3 | 8
2015-03-01 08:00 |  | 1425 | 0 | 0 | 7 | 3 | 9
2015-03-01 09:00 |  | 1426 | 0 | 0 | 7 | 3 | 10
2015-03-01 10:00 |  | 1427 | 0 | 0 | 7 | 3 | 11
2015-03-01 11:00 |  | 1428 | 0 | 0 | 7 | 3 | 12
2015-03-01 12:00 |  | 1429 | 0 | 0 | 7 | 3 | 13
2015-03-01 13:00 |  | 1430 | 0 | 0 | 7 | 3 | 14
2015-03-01 14:00 |  | 1431 | 0 | 0 | 7 | 3 | 15
2015-03-01 15:00 |  | 1432 | 0 | 0 | 7 | 3 | 16
2015-03-01 16:00 |  | 1433 | 0 | 0 | 7 | 3 | 17
2015-03-01 17:00 |  | 1434 | 0 | 0 | 7 | 3 | 18
2015-03-01 18:00 |  | 1435 | 0 | 0 | 7 | 3 | 19
2015-03-01 19:00 |  | 1436 | 0 | 0 | 7 | 3 | 20
2015-03-01 20:00 |  | 1437 | 0 | 0 | 7 | 3 | 21
2015-03-01 21:00 |  | 1438 | 0 | 0 | 7 | 3 | 22
2015-03-01 22:00 |  | 1439 | 0 | 0 | 7 | 3 | 23
2015-03-01 23:00 |  | 1440 | 0 | 0 | 7 | 3 | 24
2015-03-02 | Workday | 1441 | 0 | 0 | 1 | 1 | 1
2015-03-02 01:00 |  | 1442 | 0 | 0 | 1 | 1 | 2
2015-03-02 02:00 |  | 1443 | 0 | 0 | 1 | 1 | 3
2015-03-02 03:00 |  | 1444 | 0 | 0 | 1 | 1 | 4
2015-03-02 04:00 |  | 1445 | 0 | 0 | 1 | 1 | 5
2015-03-02 05:00 |  | 1446 | 0 | 0 | 1 | 1 | 6
2015-03-02 06:00 |  | 1447 | 0 | 0 | 1 | 1 | 7
2015-03-02 07:00 |  | 1448 | 0 | 0 | 1 | 1 | 8
2015-03-02 08:00 |  | 1449 | 0 | 0 | 1 | 1 | 9
2015-03-02 09:00 |  | 1450 | 0 | 0 | 1 | 1 | 10
2015-03-02 10:00 |  | 1451 | 0 | 0 | 1 | 1 | 11
2015-03-02 11:00 |  | 1452 | 0 | 0 | 1 | 1 | 12
2015-03-02 12:00 |  | 1453 | 0 | 0 | 1 | 1 | 13
2015-03-02 13:00 |  | 1454 | 0 | 0 | 1 | 1 | 14
2015-03-02 14:00 |  | 1455 | 0 | 0 | 1 | 1 | 15
2015-03-02 15:00 |  | 1456 | 0 | 0 | 1 | 1 | 16
2015-03-02 16:00 |  | 1457 | 0 | 0 | 1 | 1 | 17
2015-03-02 17:00 |  | 1458 | 0 | 0 | 1 | 1 | 18
2015-03-02 18:00 |  | 1459 | 0 | 0 | 1 | 1 | 19
2015-03-02 19:00 |  | 1460 | 0 | 0 | 1 | 1 | 20
2015-03-02 20:00 |  | 1461 | 0 | 0 | 1 | 1 | 21
2015-03-02 21:00 |  | 1462 | 0 | 0 | 1 | 1 | 22
2015-03-02 22:00 |  | 1463 | 0 | 0 | 1 | 1 | 23
2015-03-02 23:00 |  | 1464 | 0 | 0 | 1 | 1 | 24
2015-03-03 | Workday | 1465 | 0 | 0 | 2 | 1 | 1
2015-03-03 01:00 |  | 1466 | 0 | 0 | 2 | 1 | 2
2015-03-03 02:00 |  | 1467 | 0 | 0 | 2 | 1 | 3
2015-03-03 03:00 |  | 1468 | 0 | 0 | 2 | 1 | 4
2015-03-03 04:00 |  | 1469 | 0 | 0 | 2 | 1 | 5
2015-03-03 05:00 |  | 1470 | 0 | 0 | 2 | 1 | 6
2015-03-03 06:00 |  | 1471 | 0 | 0 | 2 | 1 | 7
2015-03-03 07:00 |  | 1472 | 0 | 0 | 2 | 1 | 8
2015-03-03 08:00 |  | 1473 | 0 | 0 | 2 | 1 | 9
2015-03-03 09:00 |  | 1474 | 0 | 0 | 2 | 1 | 10
2015-03-03 10:00 |  | 1475 | 0 | 0 | 2 | 1 | 11
2015-03-03 11:00 |  | 1476 | 0 | 0 | 2 | 1 | 12
2015-03-03 12:00 |  | 1477 | 0 | 0 | 2 | 1 | 13
2015-03-03 13:00 |  | 1478 | 0 | 0 | 2 | 1 | 14
2015-03-03 14:00 |  | 1479 | 0 | 0 | 2 | 1 | 15
2015-03-03 15:00 |  | 1480 | 0 | 0 | 2 | 1 | 16
2015-03-03 16:00 |  | 1481 | 0 | 0 | 2 | 1 | 17
2015-03-03 17:00 |  | 1482 | 0 | 0 | 2 | 1 | 18
2015-03-03 18:00 |  | 1483 | 0 | 0 | 2 | 1 | 19
2015-03-03 19:00 |  | 1484 | 0 | 0 | 2 | 1 | 20
2015-03-03 20:00 |  | 1485 | 0 | 0 | 2 | 1 | 21
2015-03-03 21:00 |  | 1486 | 0 | 0 | 2 | 1 | 22
2015-03-03 22:00 |  | 1487 | 0 | 0 | 2 | 1 | 23
2015-03-03 23:00 |  | 1488 | 0 | 0 | 2 | 1 | 24
2015-03-04 | Workday | 1489 | 0 | 0 | 3 | 1 | 1
2015-03-04 01:00 |  | 1490 | 0 | 0 | 3 | 1 | 2
2015-03-04 02:00 |  | 1491 | 0 | 0 | 3 | 1 | 3
2015-03-04 03:00 |  | 1492 | 0 | 0 | 3 | 1 | 4
2015-03-04 04:00 |  | 1493 | 0 | 0 | 3 | 1 | 5
2015-03-04 05:00 |  | 1494 | 0 | 0 | 3 | 1 | 6
2015-03-04 06:00 |  | 1495 | 0 | 0 | 3 | 1 | 7
2015-03-04 07:00 |  | 1496 | 0 | 0 | 3 | 1 | 8
2015-03-04 08:00 |  | 1497 | 0 | 0 | 3 | 1 | 9
2015-03-04 09:00 |  | 1498 | 0 | 0 | 3 | 1 | 10
2015-03-04 10:00 |  | 1499 | 0 | 0 | 3 | 1 | 11
2015-03-04 11:00 |  | 1500 | 0 | 0 | 3 | 1 | 12
2015-03-04 12:00 |  | 1501 | 0 | 0 | 3 | 1 | 13
2015-03-04 13:00 |  | 1502 | 0 | 0 | 3 | 1 | 14
2015-03-04 14:00 |  | 1503 | 0 | 0 | 3 | 1 | 15
2015-03-04 15:00 |  | 1504 | 0 | 0 | 3 | 1 | 16
2015-03-04 16:00 |  | 1505 | 0 | 0 | 3 | 1 | 17
2015-03-04 17:00 |  | 1506 | 0 | 0 | 3 | 1 | 18
2015-03-04 18:00 |  | 1507 | 0 | 0 | 3 | 1 | 19
2015-03-04 19:00 |  | 1508 | 0 | 0 | 3 | 1 | 20
2015-03-04 20:00 |  | 1509 | 0 | 0 | 3 | 1 | 21
2015-03-04 21:00 |  | 1510 | 0 | 0 | 3 | 1 | 22
2015-03-04 22:00 |  | 1511 | 0 | 0 | 3 | 1 | 23
2015-03-04 23:00 |  | 1512 | 0 | 0 | 3 | 1 | 24
2015-03-05 | Workday | 1513 | 0 | 0 | 4 | 1 | 1
2015-03-05 01:00 |  | 1514 | 0 | 0 | 4 | 1 | 2
2015-03-05 02:00 |  | 1515 | 0 | 0 | 4 | 1 | 3
2015-03-05 03:00 |  | 1516 | 0 | 0 | 4 | 1 | 4
2015-03-05 04:00 |  | 1517 | 0 | 0 | 4 | 1 | 5
2015-03-05 05:00 |  | 1518 | 0 | 0 | 4 | 1 | 6
2015-03-05 06:00 |  | 1519 | 0 | 0 | 4 | 1 | 7
2015-03-05 07:00 |  | 1520 | 0 | 0 | 4 | 1 | 8
2015-03-05 08:00 |  | 1521 | 0 | 0 | 4 | 1 | 9
2015-03-05 09:00 |  | 1522 | 0 | 0 | 4 | 1 | 10
2015-03-05 10:00 |  | 1523 | 0 | 0 | 4 | 1 | 11
2015-03-05 11:00 |  | 1524 | 0 | 0 | 4 | 1 | 12
2015-03-05 12:00 |  | 1525 | 0 | 0 | 4 | 1 | 13
2015-03-05 13:00 |  | 1526 | 0 | 0 | 4 | 1 | 14
2015-03-05 14:00 |  | 1527 | 0 | 0 | 4 | 1 | 15
2015-03-05 15:00 |  | 1528 | 0 | 0 | 4 | 1 | 16
2015-03-05 16:00 |  | 1529 | 0 | 0 | 4 | 1 | 17
2015-03-05 17:00 |  | 1530 | 0 | 0 | 4 | 1 | 18
2015-03-05 18:00 |  | 1531 | 0 | 0 | 4 | 1 | 19
2015-03-05 19:00 |  | 1532 | 0 | 0 | 4 | 1 | 20
2015-03-05 20:00 |  | 1533 | 0 | 0 | 4 | 1 | 21
2015-03-05 21:00 |  | 1534 | 0 | 0 | 4 | 1 | 22
2015-03-05 22:00 |  | 1535 | 0 | 0 | 4 | 1 | 23
2015-03-05 23:00 |  | 1536 | 0 | 0 | 4 | 1 | 24
2015-03-06 | Workday | 1537 | 0 | 0 | 5 | 1 | 1
2015-03-06 01:00 |  | 1538 | 0 | 0 | 5 | 1 | 2
2015-03-06 02:00 |  | 1539 | 0 | 0 | 5 | 1 | 3
2015-03-06 03:00 |  | 1540 | 0 | 0 | 5 | 1 | 4
2015-03-06 04:00 |  | 1541 | 0 | 0 | 5 | 1 | 5
2015-03-06 05:00 |  | 1542 | 0 | 0 | 5 | 1 | 6
2015-03-06 06:00 |  | 1543 | 0 | 0 | 5 | 1 | 7
2015-03-06 07:00 |  | 1544 | 0 | 0 | 5 | 1 | 8
2015-03-06 08:00 |  | 1545 | 0 | 0 | 5 | 1 | 9
2015-03-06 09:00 |  | 1546 | 0 | 0 | 5 | 1 | 10
2015-03-06 10:00 |  | 1547 | 0 | 0 | 5 | 1 | 11
2015-03-06 11:00 |  | 1548 | 0 | 0 | 5 | 1 | 12
2015-03-06 12:00 |  | 1549 | 0 | 0 | 5 | 1 | 13
2015-03-06 13:00 |  | 1550 | 0 | 0 | 5 | 1 | 14
2015-03-06 14:00 |  | 1551 | 0 | 0 | 5 | 1 | 15
2015-03-06 15:00 |  | 1552 | 0 | 0 | 5 | 1 | 16
2015-03-06 16:00 |  | 1553 | 0 | 0 | 5 | 1 | 17
2015-03-06 17:00 |  | 1554 | 0 | 0 | 5 | 1 | 18
2015-03-06 18:00 |  | 1555 | 0 | 0 | 5 | 1 | 19
2015-03-06 19:00 |  | 1556 | 0 | 0 | 5 | 1 | 20
2015-03-06 20:00 |  | 1557 | 0 | 0 | 5 | 1 | 21
2015-03-06 21:00 |  | 1558 | 0 | 0 | 5 | 1 | 22
2015-03-06 22:00 |  | 1559 | 0 | 0 | 5 | 1 | 23
2015-03-06 23:00 |  | 1560 | 0 | 0 | 5 | 1 | 24
2015-03-07 | Saturday | 1561 | 0 | 0 | 6 | 2 | 1
2015-03-07 01:00 |  | 1562 | 0 | 0 | 6 | 2 | 2
2015-03-07 02:00 |  | 1563 | 0 | 0 | 6 | 2 | 3
2015-03-07 03:00 |  | 1564 | 0 | 0 | 6 | 2 | 4
2015-03-07 04:00 |  | 1565 | 0 | 0 | 6 | 2 | 5
2015-03-07 05:00 |  | 1566 | 0 | 0 | 6 | 2 | 6
2015-03-07 06:00 |  | 1567 | 0 | 0 | 6 | 2 | 7
2015-03-07 07:00 |  | 1568 | 0 | 0 | 6 | 2 | 8
2015-03-07 08:00 |  | 1569 | 0 | 0 | 6 | 2 | 9
2015-03-07 09:00 |  | 1570 | 0 | 0 | 6 | 2 | 10
2015-03-07 10:00 |  | 1571 | 0 | 0 | 6 | 2 | 11
2015-03-07 11:00 |  | 1572 | 0 | 0 | 6 | 2 | 12
2015-03-07 12:00 |  | 1573 | 0 | 0 | 6 | 2 | 13
2015-03-07 13:00 |  | 1574 | 0 | 0 | 6 | 2 | 14
2015-03-07 14:00 |  | 1575 | 0 | 0 | 6 | 2 | 15
2015-03-07 15:00 |  | 1576 | 0 | 0 | 6 | 2 | 16
2015-03-07 16:00 |  | 1577 | 0 | 0 | 6 | 2 | 17
2015-03-07 17:00 |  | 1578 | 0 | 0 | 6 | 2 | 18
2015-03-07 18:00 |  | 1579 | 0 | 0 | 6 | 2 | 19
2015-03-07 19:00 |  | 1580 | 0 | 0 | 6 | 2 | 20
2015-03-07 20:00 |  | 1581 | 0 | 0 | 6 | 2 | 21
2015-03-07 21:00 |  | 1582 | 0 | 0 | 6 | 2 | 22
2015-03-07 22:00 |  | 1583 | 0 | 0 | 6 | 2 | 23
2015-03-07 23:00 |  | 1584 | 0 | 0 | 6 | 2 | 24
2015-03-08 | Holiday | 1585 | 0 | 0 | 7 | 3 | 1
2015-03-08 01:00 |  | 1586 | 0 | 0 | 7 | 3 | 2
2015-03-08 02:00 |  | 1587 | 0 | 0 | 7 | 3 | 3
2015-03-08 03:00 |  | 1588 | 0 | 0 | 7 | 3 | 4
2015-03-08 04:00 |  | 1589 | 0 | 0 | 7 | 3 | 5
2015-03-08 05:00 |  | 1590 | 0 | 0 | 7 | 3 | 6
2015-03-08 06:00 |  | 1591 | 0 | 0 | 7 | 3 | 7
2015-03-08 07:00 |  | 1592 | 0 | 0 | 7 | 3 | 8
2015-03-08 08:00 |  | 1593 | 0 | 0 | 7 | 3 | 9
2015-03-08 09:00 |  | 1594 | 0 | 0 | 7 | 3 | 10
2015-03-08 10:00 |  | 1595 | 0 | 0 | 7 | 3 | 11
2015-03-08 11:00 |  | 1596 | 0 | 0 | 7 | 3 | 12
2015-03-08 12:00 |  | 1597 | 0 | 0 | 7 | 3 | 13
2015-03-08 13:00 |  | 1598 | 0 | 0 | 7 | 3 | 14
2015-03-08 14:00 |  | 1599 | 0 | 0 | 7 | 3 | 15
2015-03-08 15:00 |  | 1600 | 0 | 0 | 7 | 3 | 16
2015-03-08 16:00 |  | 1601 | 0 | 0 | 7 | 3 | 17
2015-03-08 17:00 |  | 1602 | 0 | 0 | 7 | 3 | 18
2015-03-08 18:00 |  | 1603 | 0 | 0 | 7 | 3 | 19
2015-03-08 19:00 |  | 1604 | 0 | 0 | 7 | 3 | 20
2015-03-08 20:00 |  | 1605 | 0 | 0 | 7 | 3 | 21
2015-03-08 21:00 |  | 1606 | 0 | 0 | 7 | 3 | 22
2015-03-08 22:00 |  | 1607 | 0 | 0 | 7 | 3 | 23
2015-03-08 23:00 |  | 1608 | 0 | 0 | 7 | 3 | 24
2015-03-09 | Workday | 1609 | 0 | 0 | 1 | 1 | 1
2015-03-09 01:00 |  | 1610 | 0 | 0 | 1 | 1 | 2
2015-03-09 02:00 |  | 1611 | 0 | 0 | 1 | 1 | 3
2015-03-09 03:00 |  | 1612 | 0 | 0 | 1 | 1 | 4
2015-03-09 04:00 |  | 1613 | 0 | 0 | 1 | 1 | 5
2015-03-09 05:00 |  | 1614 | 0 | 0 | 1 | 1 | 6
2015-03-09 06:00 |  | 1615 | 0 | 0 | 1 | 1 | 7
2015-03-09 07:00 |  | 1616 | 0 | 0 | 1 | 1 | 8
2015-03-09 08:00 |  | 1617 | 0 | 0 | 1 | 1 | 9
2015-03-09 09:00 |  | 1618 | 0 | 0 | 1 | 1 | 10
2015-03-09 10:00 |  | 1619 | 0 | 0 | 1 | 1 | 11
2015-03-09 11:00 |  | 1620 | 0 | 0 | 1 | 1 | 12
2015-03-09 12:00 |  | 1621 | 0 | 0 | 1 | 1 | 13
2015-03-09 13:00 |  | 1622 | 0 | 0 | 1 | 1 | 14
2015-03-09 14:00 |  | 1623 | 0 | 0 | 1 | 1 | 15
2015-03-09 15:00 |  | 1624 | 0 | 0 | 1 | 1 | 16
2015-03-09 16:00 |  | 1625 | 0 | 0 | 1 | 1 | 17
2015-03-09 17:00 |  | 1626 | 0 | 0 | 1 | 1 | 18
2015-03-09 18:00 |  | 1627 | 0 | 0 | 1 | 1 | 19
2015-03-09 19:00 |  | 1628 | 0 | 0 | 1 | 1 | 20
2015-03-09 20:00 |  | 1629 | 0 | 0 | 1 | 1 | 21
2015-03-09 21:00 |  | 1630 | 0 | 0 | 1 | 1 | 22
2015-03-09 22:00 |  | 1631 | 0 | 0 | 1 | 1 | 23
2015-03-09 23:00 |  | 1632 | 0 | 0 | 1 | 1 | 24
2015-03-10 | Workday | 1633 | 0 | 0 | 2 | 1 | 1
2015-03-10 01:00 |  | 1634 | 0 | 0 | 2 | 1 | 2
2015-03-10 02:00 |  | 1635 | 0 | 0 | 2 | 1 | 3
2015-03-10 03:00 |  | 1636 | 0 | 0 | 2 | 1 | 4
2015-03-10 04:00 |  | 1637 | 0 | 0 | 2 | 1 | 5
2015-03-10 05:00 |  | 1638 | 0 | 0 | 2 | 1 | 6
2015-03-10 06:00 |  | 1639 | 0 | 0 | 2 | 1 | 7
2015-03-10 07:00 |  | 1640 | 0 | 0 | 2 | 1 | 8
2015-03-10 08:00 |  | 1641 | 0 | 0 | 2 | 1 | 9
2015-03-10 09:00 |  | 1642 | 0 | 0 | 2 | 1 | 10
2015-03-10 10:00 |  | 1643 | 0 | 0 | 2 | 1 | 11
2015-03-10 11:00 |  | 1644 | 0 | 0 | 2 | 1 | 12
2015-03-10 12:00 |  | 1645 | 0 | 0 | 2 | 1 | 13
2015-03-10 13:00 |  | 1646 | 0 | 0 | 2 | 1 | 14
2015-03-10 14:00 |  | 1647 | 0 | 0 | 2 | 1 | 15
2015-03-10 15:00 |  | 1648 | 0 | 0 | 2 | 1 | 16
2015-03-10 16:00 |  | 1649 | 0 | 0 | 2 | 1 | 17
2015-03-10 17:00 |  | 1650 | 0 | 0 | 2 | 1 | 18
2015-03-10 18:00 |  | 1651 | 0 | 0 | 2 | 1 | 19
2015-03-10 19:00 |  | 1652 | 0 | 0 | 2 | 1 | 20
2015-03-10 20:00 |  | 1653 | 0 | 0 | 2 | 1 | 21
2015-03-10 21:00 |  | 1654 | 0 | 0 | 2 | 1 | 22
2015-03-10 22:00 |  | 1655 | 0 | 0 | 2 | 1 | 23
2015-03-10 23:00 |  | 1656 | 0 | 0 | 2 | 1 | 24
2015-03-11 | Workday | 1657 | 0 | 0 | 3 | 1 | 1
2015-03-11 01:00 |  | 1658 | 0 | 0 | 3 | 1 | 2
2015-03-11 02:00 |  | 1659 | 0 | 0 | 3 | 1 | 3
2015-03-11 03:00 |  | 1660 | 0 | 0 | 3 | 1 | 4
2015-03-11 04:00 |  | 1661 | 0 | 0 | 3 | 1 | 5
2015-03-11 05:00 |  | 1662 | 0 | 0 | 3 | 1 | 6
2015-03-11 06:00 |  | 1663 | 0 | 0 | 3 | 1 | 7
2015-03-11 07:00 |  | 1664 | 0 | 0 | 3 | 1 | 8
2015-03-11 08:00 |  | 1665 | 0 | 0 | 3 | 1 | 9
2015-03-11 09:00 |  | 1666 | 0 | 0 | 3 | 1 | 10
2015-03-11 10:00 |  | 1667 | 0 | 0 | 3 | 1 | 11
2015-03-11 11:00 |  | 1668 | 0 | 0 | 3 | 1 | 12
2015-03-11 12:00 |  | 1669 | 0 | 0 | 3 | 1 | 13
2015-03-11 13:00 |  | 1670 | 0 | 0 | 3 | 1 | 14
2015-03-11 14:00 |  | 1671 | 0 | 0 | 3 | 1 | 15
2015-03-11 15:00 |  | 1672 | 0 | 0 | 3 | 1 | 16
2015-03-11 16:00 |  | 1673 | 0 | 0 | 3 | 1 | 17
2015-03-11 17:00 |  | 1674 | 0 | 0 | 3 | 1 | 18
2015-03-11 18:00 |  | 1675 | 0 | 0 | 3 | 1 | 19
2015-03-11 19:00 |  | 1676 | 0 | 0 | 3 | 1 | 20
2015-03-11 20:00 |  | 1677 | 0 | 0 | 3 | 1 | 21
2015-03-11 21:00 |  | 1678 | 0 | 0 | 3 | 1 | 22
2015-03-11 22:00 |  | 1679 | 0 | 0 | 3 | 1 | 23
2015-03-11 23:00 |  | 1680 | 0 | 0 | 3 | 1 | 24
2015-03-12 | Workday | 1681 | 0 | 0 | 4 | 1 | 1
2015-03-12 01:00 |  | 1682 | 0 | 0 | 4 | 1 | 2
2015-03-12 02:00 |  | 1683 | 0 | 0 | 4 | 1 | 3
2015-03-12 03:00 |  | 1684 | 0 | 0 | 4 | 1 | 4
2015-03-12 04:00 |  | 1685 | 0 | 0 | 4 | 1 | 5
2015-03-12 05:00 |  | 1686 | 0 | 0 | 4 | 1 | 6
2015-03-12 06:00 |  | 1687 | 0 | 0 | 4 | 1 | 7
2015-03-12 07:00 |  | 1688 | 0 | 0 | 4 | 1 | 8
2015-03-12 08:00 |  | 1689 | 0 | 0 | 4 | 1 | 9
2015-03-12 09:00 |  | 1690 | 0 | 0 | 4 | 1 | 10
2015-03-12 10:00 |  | 1691 | 0 | 0 | 4 | 1 | 11
2015-03-12 11:00 |  | 1692 | 0 | 0 | 4 | 1 | 12
2015-03-12 12:00 |  | 1693 | 0 | 0 | 4 | 1 | 13
2015-03-12 13:00 |  | 1694 | 0 | 0 | 4 | 1 | 14
2015-03-12 14:00 |  | 1695 | 0 | 0 | 4 | 1 | 15
2015-03-12 15:00 |  | 1696 | 0 | 0 | 4 | 1 | 16
2015-03-12 16:00 |  | 1697 | 0 | 0 | 4 | 1 | 17
2015-03-12 17:00 |  | 1698 | 0 | 0 | 4 | 1 | 18
2015-03-12 18:00 |  | 1699 | 0 | 0 | 4 | 1 | 19
2015-03-12 19:00 |  | 1700 | 0 | 0 | 4 | 1 | 20
2015-03-12 20:00 |  | 1701 | 0 | 0 | 4 | 1 | 21
2015-03-12 21:00 |  | 1702 | 0 | 0 | 4 | 1 | 22
2015-03-12 22:00 |  | 1703 | 0 | 0 | 4 | 1 | 23
2015-03-12 23:00 |  | 1704 | 0 | 0 | 4 | 1 | 24
2015-03-13 | Workday | 1705 | 0 | 0 | 5 | 1 | 1
2015-03-13 01:00 |  | 1706 | 0 | 0 | 5 | 1 | 2
2015-03-13 02:00 |  | 1707 | 0 | 0 | 5 | 1 | 3
2015-03-13 03:00 |  | 1708 | 0 | 0 | 5 | 1 | 4
2015-03-13 04:00 |  | 1709 | 0 | 0 | 5 | 1 | 5
2015-03-13 05:00 |  | 1710 | 0 | 0 | 5 | 1 | 6
2015-03-13 06:00 |  | 1711 | 0 | 0 | 5 | 1 | 7
2015-03-13 07:00 |  | 1712 | 0 | 0 | 5 | 1 | 8
2015-03-13 08:00 |  | 1713 | 0 | 0 | 5 | 1 | 9
2015-03-13 09:00 |  | 1714 | 0 | 0 | 5 | 1 | 10
2015-03-13 10:00 |  | 1715 | 0 | 0 | 5 | 1 | 11
2015-03-13 11:00 |  | 1716 | 0 | 0 | 5 | 1 | 12
2015-03-13 12:00 |  | 1717 | 0 | 0 | 5 | 1 | 13
2015-03-13 13:00 |  | 1718 | 0 | 0 | 5 | 1 | 14
2015-03-13 14:00 |  | 1719 | 0 | 0 | 5 | 1 | 15
2015-03-13 15:00 |  | 1720 | 0 | 0 | 5 | 1 | 16
2015-03-13 16:00 |  | 1721 | 0 | 0 | 5 | 1 | 17
2015-03-13 17:00 |  | 1722 | 0 | 0 | 5 | 1 | 18
2015-03-13 18:00 |  | 1723 | 0 | 0 | 5 | 1 | 19
2015-03-13 19:00 |  | 1724 | 0 | 0 | 5 | 1 | 20
2015-03-13 20:00 |  | 1725 | 0 | 0 | 5 | 1 | 21
2015-03-13 21:00 |  | 1726 | 0 | 0 | 5 | 1 | 22
2015-03-13 22:00 |  | 1727 | 0 | 0 | 5 | 1 | 23
2015-03-13 23:00 |  | 1728 | 0 | 0 | 5 | 1 | 24
2015-03-14 | Saturday | 1729 | 0 | 0 | 6 | 2 | 1
2015-03-14 01:00 |  | 1730 | 0 | 0 | 6 | 2 | 2
2015-03-14 02:00 |  | 1731 | 0 | 0 | 6 | 2 | 3
2015-03-14 03:00 |  | 1732 | 0 | 0 | 6 | 2 | 4
2015-03-14 04:00 |  | 1733 | 0 | 0 | 6 | 2 | 5
2015-03-14 05:00 |  | 1734 | 0 | 0 | 6 | 2 | 6
2015-03-14 06:00 |  | 1735 | 0 | 0 | 6 | 2 | 7
2015-03-14 07:00 |  | 1736 | 0 | 0 | 6 | 2 | 8
2015-03-14 08:00 |  | 1737 | 0 | 0 | 6 | 2 | 9
2015-03-14 09:00 |  | 1738 | 0 | 0 | 6 | 2 | 10
2015-03-14 10:00 |  | 1739 | 0 | 0 | 6 | 2 | 11
2015-03-14 11:00 |  | 1740 | 0 | 0 | 6 | 2 | 12
2015-03-14 12:00 |  | 1741 | 0 | 0 | 6 | 2 | 13
2015-03-14 13:00 |  | 1742 | 0 | 0 | 6 | 2 | 14
2015-03-14 14:00 |  | 1743 | 0 | 0 | 6 | 2 | 15
2015-03-14 15:00 |  | 1744 | 0 | 0 | 6 | 2 | 16
2015-03-14 16:00 |  | 1745 | 0 | 0 | 6 | 2 | 17
2015-03-14 17:00 |  | 1746 | 0 | 0 | 6 | 2 | 18
2015-03-14 18:00 |  | 1747 | 0 | 0 | 6 | 2 | 19
2015-03-14 19:00 |  | 1748 | 0 | 0 | 6 | 2 | 20
2015-03-14 20:00 |  | 1749 | 0 | 0 | 6 | 2 | 21
2015-03-14 21:00 |  | 1750 | 0 | 0 | 6 | 2 | 22
2015-03-14 22:00 |  | 1751 | 0 | 0 | 6 | 2 | 23
2015-03-14 23:00 |  | 1752 | 0 | 0 | 6 | 2 | 24
2015-03-15 | Holiday | 1753 | 0 | 0 | 7 | 3 | 1
2015-03-15 01:00 |  | 1754 | 0 | 0 | 7 | 3 | 2
2015-03-15 02:00 |  | 1755 | 0 | 0 | 7 | 3 | 3
2015-03-15 03:00 |  | 1756 | 0 | 0 | 7 | 3 | 4
2015-03-15 04:00 |  | 1757 | 0 | 0 | 7 | 3 | 5
2015-03-15 05:00 |  | 1758 | 0 | 0 | 7 | 3 | 6
2015-03-15 06:00 |  | 1759 | 0 | 0 | 7 | 3 | 7
2015-03-15 07:00 |  | 1760 | 0 | 0 | 7 | 3 | 8
2015-03-15 08:00 |  | 1761 | 0 | 0 | 7 | 3 | 9
2015-03-15 09:00 |  | 1762 | 0 | 0 | 7 | 3 | 10
2015-03-15 10:00 |  | 1763 | 0 | 0 | 7 | 3 | 11
2015-03-15 11:00 |  | 1764 | 0 | 0 | 7 | 3 | 12
2015-03-15 12:00 |  | 1765 | 0 | 0 | 7 | 3 | 13
2015-03-15 13:00 |  | 1766 | 0 | 0 | 7 | 3 | 14
2015-03-15 14:00 |  | 1767 | 0 | 0 | 7 | 3 | 15
2015-03-15 15:00 |  | 1768 | 0 | 0 | 7 | 3 | 16
2015-03-15 16:00 |  | 1769 | 0 | 0 | 7 | 3 | 17
2015-03-15 17:00 |  | 1770 | 0 | 0 | 7 | 3 | 18
2015-03-15 18:00 |  | 1771 | 0 | 0 | 7 | 3 | 19
2015-03-15 19:00 |  | 1772 | 0 | 0 | 7 | 3 | 20
2015-03-15 20:00 |  | 1773 | 0 | 0 | 7 | 3 | 21
2015-03-15 21:00 |  | 1774 | 0 | 0 | 7 | 3 | 22
2015-03-15 22:00 |  | 1775 | 0 | 0 | 7 | 3 | 23
2015-03-15 23:00 |  | 1776 | 0 | 0 | 7 | 3 | 24
2015-03-16 | Workday | 1777 | 0 | 0 | 1 | 1 | 1
2015-03-16 01:00 |  | 1778 | 0 | 0 | 1 | 1 | 2
2015-03-16 02:00 |  | 1779 | 0 | 0 | 1 | 1 | 3
2015-03-16 03:00 |  | 1780 | 0 | 0 | 1 | 1 | 4
2015-03-16 04:00 |  | 1781 | 0 | 0 | 1 | 1 | 5
2015-03-16 05:00 |  | 1782 | 0 | 0 | 1 | 1 | 6
2015-03-16 06:00 |  | 1783 | 0 | 0 | 1 | 1 | 7
2015-03-16 07:00 |  | 1784 | 0 | 0 | 1 | 1 | 8
2015-03-16 08:00 |  | 1785 | 0 | 0 | 1 | 1 | 9
2015-03-16 09:00 |  | 1786 | 0 | 0 | 1 | 1 | 10
2015-03-16 10:00 |  | 1787 | 0 | 0 | 1 | 1 | 11
2015-03-16 11:00 |  | 1788 | 0 | 0 | 1 | 1 | 12
2015-03-16 12:00 |  | 1789 | 0 | 0 | 1 | 1 | 13
2015-03-16 13:00 |  | 1790 | 0 | 0 | 1 | 1 | 14
2015-03-16 14:00 |  | 1791 | 0 | 0 | 1 | 1 | 15
2015-03-16 15:00 |  | 1792 | 0 | 0 | 1 | 1 | 16
2015-03-16 16:00 |  | 1793 | 0 | 0 | 1 | 1 | 17
2015-03-16 17:00 |  | 1794 | 0 | 0 | 1 | 1 | 18
2015-03-16 18:00 |  | 1795 | 0 | 0 | 1 | 1 | 19
2015-03-16 19:00 |  | 1796 | 0 | 0 | 1 | 1 | 20
2015-03-16 20:00 |  | 1797 | 0 | 0 | 1 | 1 | 21
2015-03-16 21:00 |  | 1798 | 0 | 0 | 1 | 1 | 22
2015-03-16 22:00 |  | 1799 | 0 | 0 | 1 | 1 | 23
2015-03-16 23:00 |  | 1800 | 0 | 0 | 1 | 1 | 24
2015-03-17 | Workday | 1801 | 0 | 0 | 2 | 1 | 1
2015-03-17 01:00 |  | 1802 | 0 | 0 | 2 | 1 | 2
2015-03-17 02:00 |  | 1803 | 0 | 0 | 2 | 1 | 3
2015-03-17 03:00 |  | 1804 | 0 | 0 | 2 | 1 | 4
2015-03-17 04:00 |  | 1805 | 0 | 0 | 2 | 1 | 5
2015-03-17 05:00 |  | 1806 | 0 | 0 | 2 | 1 | 6
2015-03-17 06:00 |  | 1807 | 0 | 0 | 2 | 1 | 7
2015-03-17 07:00 |  | 1808 | 0 | 0 | 2 | 1 | 8
2015-03-17 08:00 |  | 1809 | 0 | 0 | 2 | 1 | 9
2015-03-17 09:00 |  | 1810 | 0 | 0 | 2 | 1 | 10
2015-03-17 10:00 |  | 1811 | 0 | 0 | 2 | 1 | 11
2015-03-17 11:00 |  | 1812 | 0 | 0 | 2 | 1 | 12
2015-03-17 12:00 |  | 1813 | 0 | 0 | 2 | 1 | 13
2015-03-17 13:00 |  | 1814 | 0 | 0 | 2 | 1 | 14
2015-03-17 14:00 |  | 1815 | 0 | 0 | 2 | 1 | 15
2015-03-17 15:00 |  | 1816 | 0 | 0 | 2 | 1 | 16
2015-03-17 16:00 |  | 1817 | 0 | 0 | 2 | 1 | 17
2015-03-17 17:00 |  | 1818 | 0 | 0 | 2 | 1 | 18
2015-03-17 18:00 |  | 1819 | 0 | 0 | 2 | 1 | 19
2015-03-17 19:00 |  | 1820 | 0 | 0 | 2 | 1 | 20
2015-03-17 20:00 |  | 1821 | 0 | 0 | 2 | 1 | 21
2015-03-17 21:00 |  | 1822 | 0 | 0 | 2 | 1 | 22
2015-03-17 22:00 |  | 1823 | 0 | 0 | 2 | 1 | 23
2015-03-17 23:00 |  | 1824 | 0 | 0 | 2 | 1 | 24
2015-03-18 | Workday | 1825 | 0 | 0 | 3 | 1 | 1
2015-03-18 01:00 |  | 1826 | 0 | 0 | 3 | 1 | 2
2015-03-18 02:00 |  | 1827 | 0 | 0 | 3 | 1 | 3
2015-03-18 03:00 |  | 1828 | 0 | 0 | 3 | 1 | 4
2015-03-18 04:00 |  | 1829 | 0 | 0 | 3 | 1 | 5
2015-03-18 05:00 |  | 1830 | 0 | 0 | 3 | 1 | 6
2015-03-18 06:00 |  | 1831 | 0 | 0 | 3 | 1 | 7
2015-03-18 07:00 |  | 1832 | 0 | 0 | 3 | 1 | 8
2015-03-18 08:00 |  | 1833 | 0 | 0 | 3 | 1 | 9
2015-03-18 09:00 |  | 1834 | 0 | 0 | 3 | 1 | 10
2015-03-18 10:00 |  | 1835 | 0 | 0 | 3 | 1 | 11
2015-03-18 11:00 |  | 1836 | 0 | 0 | 3 | 1 | 12
2015-03-18 12:00 |  | 1837 | 0 | 0 | 3 | 1 | 13
2015-03-18 13:00 |  | 1838 | 0 | 0 | 3 | 1 | 14
2015-03-18 14:00 |  | 1839 | 0 | 0 | 3 | 1 | 15
2015-03-18 15:00 |  | 1840 | 0 | 0 | 3 | 1 | 16
2015-03-18 16:00 |  | 1841 | 0 | 0 | 3 | 1 | 17
2015-03-18 17:00 |  | 1842 | 0 | 0 | 3 | 1 | 18
2015-03-18 18:00 |  | 1843 | 0 | 0 | 3 | 1 | 19
2015-03-18 19:00 |  | 1844 | 0 | 0 | 3 | 1 | 20
2015-03-18 20:00 |  | 1845 | 0 | 0 | 3 | 1 | 21
2015-03-18 21:00 |  | 1846 | 0 | 0 | 3 | 1 | 22
2015-03-18 22:00 |  | 1847 | 0 | 0 | 3 | 1 | 23
2015-03-18 23:00 |  | 1848 | 0 | 0 | 3 | 1 | 24
2015-03-19 | Workday | 1849 | 0 | 0 | 4 | 1 | 1
2015-03-19 01:00 |  | 1850 | 0 | 0 | 4 | 1 | 2
2015-03-19 02:00 |  | 1851 | 0 | 0 | 4 | 1 | 3
2015-03-19 03:00 |  | 1852 | 0 | 0 | 4 | 1 | 4
2015-03-19 04:00 |  | 1853 | 0 | 0 | 4 | 1 | 5
2015-03-19 05:00 |  | 1854 | 0 | 0 | 4 | 1 | 6
2015-03-19 06:00 |  | 1855 | 0 | 0 | 4 | 1 | 7
2015-03-19 07:00 |  | 1856 | 0 | 0 | 4 | 1 | 8
2015-03-19 08:00 |  | 1857 | 0 | 0 | 4 | 1 | 9
2015-03-19 09:00 |  | 1858 | 0 | 0 | 4 | 1 | 10
2015-03-19 10:00 |  | 1859 | 0 | 0 | 4 | 1 | 11
2015-03-19 11:00 |  | 1860 | 0 | 0 | 4 | 1 | 12
2015-03-19 12:00 |  | 1861 | 0 | 0 | 4 | 1 | 13
2015-03-19 13:00 |  | 1862 | 0 | 0 | 4 | 1 | 14
2015-03-19 14:00 |  | 1863 | 0 | 0 | 4 | 1 | 15
2015-03-19 15:00 |  | 1864 | 0 | 0 | 4 | 1 | 16
2015-03-19 16:00 |  | 1865 | 0 | 0 | 4 | 1 | 17
2015-03-19 17:00 |  | 1866 | 0 | 0 | 4 | 1 | 18
2015-03-19 18:00 |  | 1867 | 0 | 0 | 4 | 1 | 19
2015-03-19 19:00 |  | 1868 | 0 | 0 | 4 | 1 | 20
2015-03-19 20:00 |  | 1869 | 0 | 0 | 4 | 1 | 21
2015-03-19 21:00 |  | 1870 | 0 | 0 | 4 | 1 | 22
2015-03-19 22:00 |  | 1871 | 0 | 0 | 4 | 1 | 23
2015-03-19 23:00 |  | 1872 | 0 | 0 | 4 | 1 | 24
2015-03-20 | Workday | 1873 | 0 | 0 | 5 | 1 | 1
2015-03-20 01:00 |  | 1874 | 0 | 0 | 5 | 1 | 2
2015-03-20 02:00 |  | 1875 | 0 | 0 | 5 | 1 | 3
2015-03-20 03:00 |  | 1876 | 0 | 0 | 5 | 1 | 4
2015-03-20 04:00 |  | 1877 | 0 | 0 | 5 | 1 | 5
2015-03-20 05:00 |  | 1878 | 0 | 0 | 5 | 1 | 6
2015-03-20 06:00 |  | 1879 | 0 | 0 | 5 | 1 | 7
2015-03-20 07:00 |  | 1880 | 0 | 0 | 5 | 1 | 8
2015-03-20 08:00 |  | 1881 | 0 | 0 | 5 | 1 | 9
2015-03-20 09:00 |  | 1882 | 0 | 0 | 5 | 1 | 10
2015-03-20 10:00 |  | 1883 | 0 | 0 | 5 | 1 | 11
2015-03-20 11:00 |  | 1884 | 0 | 0 | 5 | 1 | 12
2015-03-20 12:00 |  | 1885 | 0 | 0 | 5 | 1 | 13
2015-03-20 13:00 |  | 1886 | 0 | 0 | 5 | 1 | 14
2015-03-20 14:00 |  | 1887 | 0 | 0 | 5 | 1 | 15
2015-03-20 15:00 |  | 1888 | 0 | 0 | 5 | 1 | 16
2015-03-20 16:00 |  | 1889 | 0 | 0 | 5 | 1 | 17
2015-03-20 17:00 |  | 1890 | 0 | 0 | 5 | 1 | 18
2015-03-20 18:00 |  | 1891 | 0 | 0 | 5 | 1 | 19
2015-03-20 19:00 |  | 1892 | 0 | 0 | 5 | 1 | 20
2015-03-20 20:00 |  | 1893 | 0 | 0 | 5 | 1 | 21
2015-03-20 21:00 |  | 1894 | 0 | 0 | 5 | 1 | 22
2015-03-20 22:00 |  | 1895 | 0 | 0 | 5 | 1 | 23
2015-03-20 23:00 |  | 1896 | 0 | 0 | 5 | 1 | 24
2015-03-21 | Saturday | 1897 | 0 | 0 | 6 | 2 | 1
2015-03-21 01:00 |  | 1898 | 0 | 0 | 6 | 2 | 2
2015-03-21 02:00 |  | 1899 | 0 | 0 | 6 | 2 | 3
2015-03-21 03:00 |  | 1900 | 0 | 0 | 6 | 2 | 4
2015-03-21 04:00 |  | 1901 | 0 | 0 | 6 | 2 | 5
2015-03-21 05:00 |  | 1902 | 0 | 0 | 6 | 2 | 6
2015-03-21 06:00 |  | 1903 | 0 | 0 | 6 | 2 | 7
2015-03-21 07:00 |  | 1904 | 0 | 0 | 6 | 2 | 8
2015-03-21 08:00 |  | 1905 | 0 | 0 | 6 | 2 | 9
2015-03-21 09:00 |  | 1906 | 0 | 0 | 6 | 2 | 10
2015-03-21 10:00 |  | 1907 | 0 | 0 | 6 | 2 | 11
2015-03-21 11:00 |  | 1908 | 0 | 0 | 6 | 2 | 12
2015-03-21 12:00 |  | 1909 | 0 | 0 | 6 | 2 | 13
2015-03-21 13:00 |  | 1910 | 0 | 0 | 6 | 2 | 14
2015-03-21 14:00 |  | 1911 | 0 | 0 | 6 | 2 | 15
2015-03-21 15:00 |  | 1912 | 0 | 0 | 6 | 2 | 16
2015-03-21 16:00 |  | 1913 | 0 | 0 | 6 | 2 | 17
2015-03-21 17:00 |  | 1914 | 0 | 0 | 6 | 2 | 18
2015-03-21 18:00 |  | 1915 | 0 | 0 | 6 | 2 | 19
2015-03-21 19:00 |  | 1916 | 0 | 0 | 6 | 2 | 20
2015-03-21 20:00 |  | 1917 | 0 | 0 | 6 | 2 | 21
2015-03-21 21:00 |  | 1918 | 0 | 0 | 6 | 2 | 22
2015-03-21 22:00 |  | 1919 | 0 | 0 | 6 | 2 | 23
2015-03-21 23:00 |  | 1920 | 0 | 0 | 6 | 2 | 24
2015-03-22 | Holiday | 1921 | 0 | 0 | 7 | 3 | 1
2015-03-22 01:00 |  | 1922 | 0 | 0 | 7 | 3 | 2
2015-03-22 02:00 |  | 1923 | 0 | 0 | 7 | 3 | 3
2015-03-22 03:00 |  | 1924 | 0 | 0 | 7 | 3 | 4
2015-03-22 04:00 |  | 1925 | 0 | 0 | 7 | 3 | 5
2015-03-22 05:00 |  | 1926 | 0 | 0 | 7 | 3 | 6
2015-03-22 06:00 |  | 1927 | 0 | 0 | 7 | 3 | 7
2015-03-22 07:00 |  | 1928 | 0 | 0 | 7 | 3 | 8
2015-03-22 08:00 |  | 1929 | 0 | 0 | 7 | 3 | 9
2015-03-22 09:00 |  | 1930 | 0 | 0 | 7 | 3 | 10
2015-03-22 10:00 |  | 1931 | 0 | 0 | 7 | 3 | 11
2015-03-22 11:00 |  | 1932 | 0 | 0 | 7 | 3 | 12
2015-03-22 12:00 |  | 1933 | 0 | 0 | 7 | 3 | 13
2015-03-22 13:00 |  | 1934 | 0 | 0 | 7 | 3 | 14
2015-03-22 14:00 |  | 1935 | 0 | 0 | 7 | 3 | 15
2015-03-22 15:00 |  | 1936 | 0 | 0 | 7 | 3 | 16
2015-03-22 16:00 |  | 1937 | 0 | 0 | 7 | 3 | 17
2015-03-22 17:00 |  | 1938 | 0 | 0 | 7 | 3 | 18
2015-03-22 18:00 |  | 1939 | 0 | 0 | 7 | 3 | 19
2015-03-22 19:00 |  | 1940 | 0 | 0 | 7 | 3 | 20
2015-03-22 20:00 |  | 1941 | 0 | 0 | 7 | 3 | 21
2015-03-22 21:00 |  | 1942 | 0 | 0 | 7 | 3 | 22
2015-03-22 22:00 |  | 1943 | 0 | 0 | 7 | 3 | 23
2015-03-22 23:00 |  | 1944 | 0 | 0 | 7 | 3 | 24
2015-03-23 | Workday | 1945 | 0 | 0 | 1 | 1 | 1
2015-03-23 01:00 |  | 1946 | 0 | 0 | 1 | 1 | 2
2015-03-23 02:00 |  | 1947 | 0 | 0 | 1 | 1 | 3
2015-03-23 03:00 |  | 1948 | 0 | 0 | 1 | 1 | 4
2015-03-23 04:00 |  | 1949 | 0 | 0 | 1 | 1 | 5
2015-03-23 05:00 |  | 1950 | 0 | 0 | 1 | 1 | 6
2015-03-23 06:00 |  | 1951 | 0 | 0 | 1 | 1 | 7
2015-03-23 07:00 |  | 1952 | 0 | 0 | 1 | 1 | 8
2015-03-23 08:00 |  | 1953 | 0 | 0 | 1 | 1 | 9
2015-03-23 09:00 |  | 1954 | 0 | 0 | 1 | 1 | 10
2015-03-23 10:00 |  | 1955 | 0 | 0 | 1 | 1 | 11
2015-03-23 11:00 |  | 1956 | 0 | 0 | 1 | 1 | 12
2015-03-23 12:00 |  | 1957 | 0 | 0 | 1 | 1 | 13
2015-03-23 13:00 |  | 1958 | 0 | 0 | 1 | 1 | 14
2015-03-23 14:00 |  | 1959 | 0 | 0 | 1 | 1 | 15
2015-03-23 15:00 |  | 1960 | 0 | 0 | 1 | 1 | 16
2015-03-23 16:00 |  | 1961 | 0 | 0 | 1 | 1 | 17
2015-03-23 17:00 |  | 1962 | 0 | 0 | 1 | 1 | 18
2015-03-23 18:00 |  | 1963 | 0 | 0 | 1 | 1 | 19
2015-03-23 19:00 |  | 1964 | 0 | 0 | 1 | 1 | 20
2015-03-23 20:00 |  | 1965 | 0 | 0 | 1 | 1 | 21
2015-03-23 21:00 |  | 1966 | 0 | 0 | 1 | 1 | 22
2015-03-23 22:00 |  | 1967 | 0 | 0 | 1 | 1 | 23
2015-03-23 23:00 |  | 1968 | 0 | 0 | 1 | 1 | 24
2015-03-24 | Workday | 1969 | 0 | 0 | 2 | 1 | 1
2015-03-24 01:00 |  | 1970 | 0 | 0 | 2 | 1 | 2
2015-03-24 02:00 |  | 1971 | 0 | 0 | 2 | 1 | 3
2015-03-24 03:00 |  | 1972 | 0 | 0 | 2 | 1 | 4
2015-03-24 04:00 |  | 1973 | 0 | 0 | 2 | 1 | 5
2015-03-24 05:00 |  | 1974 | 0 | 0 | 2 | 1 | 6
2015-03-24 06:00 |  | 1975 | 0 | 0 | 2 | 1 | 7
2015-03-24 07:00 |  | 1976 | 0 | 0 | 2 | 1 | 8
2015-03-24 08:00 |  | 1977 | 0 | 0 | 2 | 1 | 9
2015-03-24 09:00 |  | 1978 | 0 | 0 | 2 | 1 | 10
2015-03-24 10:00 |  | 1979 | 0 | 0 | 2 | 1 | 11
2015-03-24 11:00 |  | 1980 | 0 | 0 | 2 | 1 | 12
2015-03-24 12:00 |  | 1981 | 0 | 0 | 2 | 1 | 13
2015-03-24 13:00 |  | 1982 | 0 | 0 | 2 | 1 | 14
2015-03-24 14:00 |  | 1983 | 0 | 0 | 2 | 1 | 15
2015-03-24 15:00 |  | 1984 | 0 | 0 | 2 | 1 | 16
2015-03-24 16:00 |  | 1985 | 0 | 0 | 2 | 1 | 17
2015-03-24 17:00 |  | 1986 | 0 | 0 | 2 | 1 | 18
2015-03-24 18:00 |  | 1987 | 0 | 0 | 2 | 1 | 19
2015-03-24 19:00 |  | 1988 | 0 | 0 | 2 | 1 | 20
2015-03-24 20:00 |  | 1989 | 0 | 0 | 2 | 1 | 21
2015-03-24 21:00 |  | 1990 | 0 | 0 | 2 | 1 | 22
2015-03-24 22:00 |  | 1991 | 0 | 0 | 2 | 1 | 23
2015-03-24 23:00 |  | 1992 | 0 | 0 | 2 | 1 | 24
2015-03-25 | Workday | 1993 | 0 | 0 | 3 | 1 | 1
2015-03-25 01:00 |  | 1994 | 0 | 0 | 3 | 1 | 2
2015-03-25 02:00 |  | 1995 | 0 | 0 | 3 | 1 | 3
2015-03-25 03:00 |  | 1996 | 0 | 0 | 3 | 1 | 4
2015-03-25 04:00 |  | 1997 | 0 | 0 | 3 | 1 | 5
2015-03-25 05:00 |  | 1998 | 0 | 0 | 3 | 1 | 6
2015-03-25 06:00 |  | 1999 | 0 | 0 | 3 | 1 | 7
2015-03-25 07:00 |  | 2000 | 0 | 0 | 3 | 1 | 8
2015-03-25 08:00 |  | 2001 | 0 | 0 | 3 | 1 | 9
2015-03-25 09:00 |  | 2002 | 0 | 0 | 3 | 1 | 10
2015-03-25 10:00 |  | 2003 | 0 | 0 | 3 | 1 | 11
2015-03-25 11:00 |  | 2004 | 0 | 0 | 3 | 1 | 12
2015-03-25 12:00 |  | 2005 | 0 | 0 | 3 | 1 | 13
2015-03-25 13:00 |  | 2006 | 0 | 0 | 3 | 1 | 14
2015-03-25 14:00 |  | 2007 | 0 | 0 | 3 | 1 | 15
2015-03-25 15:00 |  | 2008 | 0 | 0 | 3 | 1 | 16
2015-03-25 16:00 |  | 2009 | 0 | 0 | 3 | 1 | 17
2015-03-25 17:00 |  | 2010 | 0 | 0 | 3 | 1 | 18
2015-03-25 18:00 |  | 2011 | 0 | 0 | 3 | 1 | 19
2015-03-25 19:00 |  | 2012 | 0 | 0 | 3 | 1 | 20
2015-03-25 20:00 |  | 2013 | 0 | 0 | 3 | 1 | 21
2015-03-25 21:00 |  | 2014 | 0 | 0 | 3 | 1 | 22
2015-03-25 22:00 |  | 2015 | 0 | 0 | 3 | 1 | 23
2015-03-25 23:00 |  | 2016 | 0 | 0 | 3 | 1 | 24
2015-03-26 | Workday | 2017 | 0 | 0 | 4 | 1 | 1
2015-03-26 01:00 |  | 2018 | 0 | 0 | 4 | 1 | 2
2015-03-26 02:00 |  | 2019 | 0 | 0 | 4 | 1 | 3
2015-03-26 03:00 |  | 2020 | 0 | 0 | 4 | 1 | 4
2015-03-26 04:00 |  | 2021 | 0 | 0 | 4 | 1 | 5
2015-03-26 05:00 |  | 2022 | 0 | 0 | 4 | 1 | 6
2015-03-26 06:00 |  | 2023 | 0 | 0 | 4 | 1 | 7
2015-03-26 07:00 |  | 2024 | 0 | 0 | 4 | 1 | 8
2015-03-26 08:00 |  | 2025 | 0 | 0 | 4 | 1 | 9
2015-03-26 09:00 |  | 2026 | 0 | 0 | 4 | 1 | 10
2015-03-26 10:00 |  | 2027 | 0 | 0 | 4 | 1 | 11
2015-03-26 11:00 |  | 2028 | 0 | 0 | 4 | 1 | 12
2015-03-26 12:00 |  | 2029 | 0 | 0 | 4 | 1 | 13
2015-03-26 13:00 |  | 2030 | 0 | 0 | 4 | 1 | 14
2015-03-26 14:00 |  | 2031 | 0 | 0 | 4 | 1 | 15
2015-03-26 15:00 |  | 2032 | 0 | 0 | 4 | 1 | 16
2015-03-26 16:00 |  | 2033 | 0 | 0 | 4 | 1 | 17
2015-03-26 17:00 |  | 2034 | 0 | 0 | 4 | 1 | 18
2015-03-26 18:00 |  | 2035 | 0 | 0 | 4 | 1 | 19
2015-03-26 19:00 |  | 2036 | 0 | 0 | 4 | 1 | 20
2015-03-26 20:00 |  | 2037 | 0 | 0 | 4 | 1 | 21
2015-03-26 21:00 |  | 2038 | 0 | 0 | 4 | 1 | 22
2015-03-26 22:00 |  | 2039 | 0 | 0 | 4 | 1 | 23
2015-03-26 23:00 |  | 2040 | 0 | 0 | 4 | 1 | 24
2015-03-27 | Workday | 2041 | 0 | 0 | 5 | 1 | 1
2015-03-27 01:00 |  | 2042 | 0 | 0 | 5 | 1 | 2
2015-03-27 02:00 |  | 2043 | 0 | 0 | 5 | 1 | 3
2015-03-27 03:00 |  | 2044 | 0 | 0 | 5 | 1 | 4
2015-03-27 04:00 |  | 2045 | 0 | 0 | 5 | 1 | 5
2015-03-27 05:00 |  | 2046 | 0 | 0 | 5 | 1 | 6
2015-03-27 06:00 |  | 2047 | 0 | 0 | 5 | 1 | 7
2015-03-27 07:00 |  | 2048 | 0 | 0 | 5 | 1 | 8
2015-03-27 08:00 |  | 2049 | 0 | 0 | 5 | 1 | 9
2015-03-27 09:00 |  | 2050 | 0 | 0 | 5 | 1 | 10
2015-03-27 10:00 |  | 2051 | 0 | 0 | 5 | 1 | 11
2015-03-27 11:00 |  | 2052 | 0 | 0 | 5 | 1 | 12
2015-03-27 12:00 |  | 2053 | 0 | 0 | 5 | 1 | 13
2015-03-27 13:00 |  | 2054 | 0 | 0 | 5 | 1 | 14
2015-03-27 14:00 |  | 2055 | 0 | 0 | 5 | 1 | 15
2015-03-27 15:00 |  | 2056 | 0 | 0 | 5 | 1 | 16
2015-03-27 16:00 |  | 2057 | 0 | 0 | 5 | 1 | 17
2015-03-27 17:00 |  | 2058 | 0 | 0 | 5 | 1 | 18
2015-03-27 18:00 |  | 2059 | 0 | 0 | 5 | 1 | 19
2015-03-27 19:00 |  | 2060 | 0 | 0 | 5 | 1 | 20
2015-03-27 20:00 |  | 2061 | 0 | 0 | 5 | 1 | 21
2015-03-27 21:00 |  | 2062 | 0 | 0 | 5 | 1 | 22
2015-03-27 22:00 |  | 2063 | 0 | 0 | 5 | 1 | 23
2015-03-27 23:00 |  | 2064 | 0 | 0 | 5 | 1 | 24
2015-03-28 | Saturday | 2065 | 0 | 0 | 6 | 2 | 1
2015-03-28 01:00 |  | 2066 | 0 | 0 | 6 | 2 | 2
2015-03-28 02:00 |  | 2067 | 0 | 0 | 6 | 2 | 3
2015-03-28 03:00 |  | 2068 | 0 | 0 | 6 | 2 | 4
2015-03-28 04:00 |  | 2069 | 0 | 0 | 6 | 2 | 5
2015-03-28 05:00 |  | 2070 | 0 | 0 | 6 | 2 | 6
2015-03-28 06:00 |  | 2071 | 0 | 0 | 6 | 2 | 7
2015-03-28 07:00 |  | 2072 | 0 | 0 | 6 | 2 | 8
2015-03-28 08:00 |  | 2073 | 0 | 0 | 6 | 2 | 9
2015-03-28 09:00 |  | 2074 | 0 | 0 | 6 | 2 | 10
2015-03-28 10:00 |  | 2075 | 0 | 0 | 6 | 2 | 11
2015-03-28 11:00 |  | 2076 | 0 | 0 | 6 | 2 | 12
2015-03-28 12:00 |  | 2077 | 0 | 0 | 6 | 2 | 13
2015-03-28 13:00 |  | 2078 | 0 | 0 | 6 | 2 | 14
2015-03-28 14:00 |  | 2079 | 0 | 0 | 6 | 2 | 15
2015-03-28 15:00 |  | 2080 | 0 | 0 | 6 | 2 | 16
2015-03-28 16:00 |  | 2081 | 0 | 0 | 6 | 2 | 17
2015-03-28 17:00 |  | 2082 | 0 | 0 | 6 | 2 | 18
2015-03-28 18:00 |  | 2083 | 0 | 0 | 6 | 2 | 19
2015-03-28 19:00 |  | 2084 | 0 | 0 | 6 | 2 | 20
2015-03-28 20:00 |  | 2085 | 0 | 0 | 6 | 2 | 21
2015-03-28 21:00 |  | 2086 | 0 | 0 | 6 | 2 | 22
2015-03-28 22:00 |  | 2087 | 0 | 0 | 6 | 2 | 23
2015-03-28 23:00 |  | 2088 | 0 | 0 | 6 | 2 | 24
2015-03-29 | Holiday | 2089 | 0 | 0 | 7 | 3 | 1
2015-03-29 01:00 |  | 2090 | 0 | 0 | 7 | 3 | 2
2015-03-29 02:00 |  | 2091 | 0 | 0 | 7 | 3 | 3
2015-03-29 03:00 |  | 2092 | 0 | 0 | 7 | 3 | 4
2015-03-29 04:00 |  | 2093 | 0 | 0 | 7 | 3 | 5
2015-03-29 05:00 |  | 2094 | 0 | 0 | 7 | 3 | 6
2015-03-29 06:00 |  | 2095 | 0 | 0 | 7 | 3 | 7
2015-03-29 07:00 |  | 2096 | 0 | 0 | 7 | 3 | 8
2015-03-29 08:00 |  | 2097 | 0 | 0 | 7 | 3 | 9
2015-03-29 09:00 |  | 2098 | 0 | 0 | 7 | 3 | 10
2015-03-29 10:00 |  | 2099 | 0 | 0 | 7 | 3 | 11
2015-03-29 11:00 |  | 2100 | 0 | 0 | 7 | 3 | 12
2015-03-29 12:00 |  | 2101 | 0 | 0 | 7 | 3 | 13
2015-03-29 13:00 |  | 2102 | 0 | 0 | 7 | 3 | 14
2015-03-29 14:00 |  | 2103 | 0 | 0 | 7 | 3 | 15
2015-03-29 15:00 |  | 2104 | 0 | 0 | 7 | 3 | 16
2015-03-29 16:00 |  | 2105 | 0 | 0 | 7 | 3 | 17
2015-03-29 17:00 |  | 2106 | 0 | 0 | 7 | 3 | 18
2015-03-29 18:00 |  | 2107 | 0 | 0 | 7 | 3 | 19
2015-03-29 19:00 |  | 2108 | 0 | 0 | 7 | 3 | 20
2015-03-29 20:00 |  | 2109 | 0 | 0 | 7 | 3 | 21
2015-03-29 21:00 |  | 2110 | 0 | 0 | 7 | 3 | 22
2015-03-29 22:00 |  | 2111 | 0 | 0 | 7 | 3 | 23
2015-03-29 23:00 |  | 2112 | 0 | 0 | 7 | 3 | 24
2015-03-30 | Workday | 2113 | 0 | 0 | 1 | 1 | 1
2015-03-30 01:00 |  | 2114 | 0 | 0 | 1 | 1 | 2
2015-03-30 02:00 |  | 2115 | 0 | 0 | 1 | 1 | 3
2015-03-30 03:00 |  | 2116 | 0 | 0 | 1 | 1 | 4
2015-03-30 04:00 |  | 2117 | 0 | 0 | 1 | 1 | 5
2015-03-30 05:00 |  | 2118 | 0 | 0 | 1 | 1 | 6
2015-03-30 06:00 |  | 2119 | 0 | 0 | 1 | 1 | 7
2015-03-30 07:00 |  | 2120 | 0 | 0 | 1 | 1 | 8
2015-03-30 08:00 |  | 2121 | 0 | 0 | 1 | 1 | 9
2015-03-30 09:00 |  | 2122 | 0 | 0 | 1 | 1 | 10
2015-03-30 10:00 |  | 2123 | 0 | 0 | 1 | 1 | 11
2015-03-30 11:00 |  | 2124 | 0 | 0 | 1 | 1 | 12
2015-03-30 12:00 |  | 2125 | 0 | 0 | 1 | 1 | 13
2015-03-30 13:00 |  | 2126 | 0 | 0 | 1 | 1 | 14
2015-03-30 14:00 |  | 2127 | 0 | 0 | 1 | 1 | 15
2015-03-30 15:00 |  | 2128 | 0 | 0 | 1 | 1 | 16
2015-03-30 16:00 |  | 2129 | 0 | 0 | 1 | 1 | 17
2015-03-30 17:00 |  | 2130 | 0 | 0 | 1 | 1 | 18
2015-03-30 18:00 |  | 2131 | 0 | 0 | 1 | 1 | 19
2015-03-30 19:00 |  | 2132 | 0 | 0 | 1 | 1 | 20
2015-03-30 20:00 |  | 2133 | 0 | 0 | 1 | 1 | 21
2015-03-30 21:00 |  | 2134 | 0 | 0 | 1 | 1 | 22
2015-03-30 22:00 |  | 2135 | 0 | 0 | 1 | 1 | 23
2015-03-30 23:00 |  | 2136 | 0 | 0 | 1 | 1 | 24
2015-03-31 | Workday | 2137 | 0 | 0 | 2 | 1 | 1
2015-03-31 01:00 |  | 2138 | 0 | 0 | 2 | 1 | 2
2015-03-31 02:00 |  | 2139 | 0 | 0 | 2 | 1 | 3
2015-03-31 03:00 |  | 2140 | 0 | 0 | 2 | 1 | 4
2015-03-31 04:00 |  | 2141 | 0 | 0 | 2 | 1 | 5
2015-03-31 05:00 |  | 2142 | 0 | 0 | 2 | 1 | 6
2015-03-31 06:00 |  | 2143 | 0 | 0 | 2 | 1 | 7
2015-03-31 07:00 |  | 2144 | 0 | 0 | 2 | 1 | 8
2015-03-31 08:00 |  | 2145 | 0 | 0 | 2 | 1 | 9
2015-03-31 09:00 |  | 2146 | 0 | 0 | 2 | 1 | 10
2015-03-31 10:00 |  | 2147 | 0 | 0 | 2 | 1 | 11
2015-03-31 11:00 |  | 2148 | 0 | 0 | 2 | 1 | 12
2015-03-31 12:00 |  | 2149 | 0 | 0 | 2 | 1 | 13
2015-03-31 13:00 |  | 2150 | 0 | 0 | 2 | 1 | 14
2015-03-31 14:00 |  | 2151 | 0 | 0 | 2 | 1 | 15
2015-03-31 15:00 |  | 2152 | 0 | 0 | 2 | 1 | 16
2015-03-31 16:00 |  | 2153 | 0 | 0 | 2 | 1 | 17
2015-03-31 17:00 |  | 2154 | 0 | 0 | 2 | 1 | 18
2015-03-31 18:00 |  | 2155 | 0 | 0 | 2 | 1 | 19
2015-03-31 19:00 |  | 2156 | 0 | 0 | 2 | 1 | 20
2015-03-31 20:00 |  | 2157 | 0 | 0 | 2 | 1 | 21
2015-03-31 21:00 |  | 2158 | 0 | 0 | 2 | 1 | 22
2015-03-31 22:00 |  | 2159 | 0 | 0 | 2 | 1 | 23
2015-03-31 23:00 |  | 2160 | 0 | 0 | 2 | 1 | 24
2015-04-01 | Workday | 2161 | 0 | 0 | 3 | 1 | 1
2015-04-01 01:00 |  | 2162 | 0 | 0 | 3 | 1 | 2
2015-04-01 02:00 |  | 2163 | 0 | 0 | 3 | 1 | 3
2015-04-01 03:00 |  | 2164 | 0 | 0 | 3 | 1 | 4
2015-04-01 04:00 |  | 2165 | 0 | 0 | 3 | 1 | 5
2015-04-01 05:00 |  | 2166 | 0 | 0 | 3 | 1 | 6
2015-04-01 06:00 |  | 2167 | 0 | 0 | 3 | 1 | 7
2015-04-01 07:00 |  | 2168 | 0 | 0 | 3 | 1 | 8
2015-04-01 08:00 |  | 2169 | 0 | 0 | 3 | 1 | 9
2015-04-01 09:00 |  | 2170 | 0 | 0 | 3 | 1 | 10
2015-04-01 10:00 |  | 2171 | 0 | 0 | 3 | 1 | 11
2015-04-01 11:00 |  | 2172 | 0 | 0 | 3 | 1 | 12
2015-04-01 12:00 |  | 2173 | 0 | 0 | 3 | 1 | 13
2015-04-01 13:00 |  | 2174 | 0 | 0 | 3 | 1 | 14
2015-04-01 14:00 |  | 2175 | 0 | 0 | 3 | 1 | 15
2015-04-01 15:00 |  | 2176 | 0 | 0 | 3 | 1 | 16
2015-04-01 16:00 |  | 2177 | 0 | 0 | 3 | 1 | 17
2015-04-01 17:00 |  | 2178 | 0 | 0 | 3 | 1 | 18
2015-04-01 18:00 |  | 2179 | 0 | 0 | 3 | 1 | 19
2015-04-01 19:00 |  | 2180 | 0 | 0 | 3 | 1 | 20
2015-04-01 20:00 |  | 2181 | 0 | 0 | 3 | 1 | 21
2015-04-01 21:00 |  | 2182 | 0 | 0 | 3 | 1 | 22
2015-04-01 22:00 |  | 2183 | 0 | 0 | 3 | 1 | 23
2015-04-01 23:00 |  | 2184 | 0 | 0 | 3 | 1 | 24
2015-04-02 | Workday | 2185 | 0 | 0 | 4 | 1 | 1
2015-04-02 01:00 |  | 2186 | 0 | 0 | 4 | 1 | 2
2015-04-02 02:00 |  | 2187 | 0 | 0 | 4 | 1 | 3
2015-04-02 03:00 |  | 2188 | 0 | 0 | 4 | 1 | 4
2015-04-02 04:00 |  | 2189 | 0 | 0 | 4 | 1 | 5
2015-04-02 05:00 |  | 2190 | 0 | 0 | 4 | 1 | 6
2015-04-02 06:00 |  | 2191 | 0 | 0 | 4 | 1 | 7
2015-04-02 07:00 |  | 2192 | 0 | 0 | 4 | 1 | 8
2015-04-02 08:00 |  | 2193 | 0 | 0 | 4 | 1 | 9
2015-04-02 09:00 |  | 2194 | 0 | 0 | 4 | 1 | 10
2015-04-02 10:00 |  | 2195 | 0 | 0 | 4 | 1 | 11
2015-04-02 11:00 |  | 2196 | 0 | 0 | 4 | 1 | 12
2015-04-02 12:00 |  | 2197 | 0 | 0 | 4 | 1 | 13
2015-04-02 13:00 |  | 2198 | 0 | 0 | 4 | 1 | 14
2015-04-02 14:00 |  | 2199 | 0 | 0 | 4 | 1 | 15
2015-04-02 15:00 |  | 2200 | 0 | 0 | 4 | 1 | 16
2015-04-02 16:00 |  | 2201 | 0 | 0 | 4 | 1 | 17
2015-04-02 17:00 |  | 2202 | 0 | 0 | 4 | 1 | 18
2015-04-02 18:00 |  | 2203 | 0 | 0 | 4 | 1 | 19
2015-04-02 19:00 |  | 2204 | 0 | 0 | 4 | 1 | 20
2015-04-02 20:00 |  | 2205 | 0 | 0 | 4 | 1 | 21
2015-04-02 21:00 |  | 2206 | 0 | 0 | 4 | 1 | 22
2015-04-02 22:00 |  | 2207 | 0 | 0 | 4 | 1 | 23
2015-04-02 23:00 |  | 2208 | 0 | 0 | 4 | 1 | 24
2015-04-03 | Workday | 2209 | 0 | 0 | 5 | 1 | 1
2015-04-03 01:00 |  | 2210 | 0 | 0 | 5 | 1 | 2
2015-04-03 02:00 |  | 2211 | 0 | 0 | 5 | 1 | 3
2015-04-03 03:00 |  | 2212 | 0 | 0 | 5 | 1 | 4
2015-04-03 04:00 |  | 2213 | 0 | 0 | 5 | 1 | 5
2015-04-03 05:00 |  | 2214 | 0 | 0 | 5 | 1 | 6
2015-04-03 06:00 |  | 2215 | 0 | 0 | 5 | 1 | 7
2015-04-03 07:00 |  | 2216 | 0 | 0 | 5 | 1 | 8
2015-04-03 08:00 |  | 2217 | 0 | 0 | 5 | 1 | 9
2015-04-03 09:00 |  | 2218 | 0 | 0 | 5 | 1 | 10
2015-04-03 10:00 |  | 2219 | 0 | 0 | 5 | 1 | 11
2015-04-03 11:00 |  | 2220 | 0 | 0 | 5 | 1 | 12
2015-04-03 12:00 |  | 2221 | 0 | 0 | 5 | 1 | 13
2015-04-03 13:00 |  | 2222 | 0 | 0 | 5 | 1 | 14
2015-04-03 14:00 |  | 2223 | 0 | 0 | 5 | 1 | 15
2015-04-03 15:00 |  | 2224 | 0 | 0 | 5 | 1 | 16
2015-04-03 16:00 |  | 2225 | 0 | 0 | 5 | 1 | 17
2015-04-03 17:00 |  | 2226 | 0 | 0 | 5 | 1 | 18
2015-04-03 18:00 |  | 2227 | 0 | 0 | 5 | 1 | 19
2015-04-03 19:00 |  | 2228 | 0 | 0 | 5 | 1 | 20
2015-04-03 20:00 |  | 2229 | 0 | 0 | 5 | 1 | 21
2015-04-03 21:00 |  | 2230 | 0 | 0 | 5 | 1 | 22
2015-04-03 22:00 |  | 2231 | 0 | 0 | 5 | 1 | 23
2015-04-03 23:00 |  | 2232 | 0 | 0 | 5 | 1 | 24
2015-04-04 | Saturday | 2233 | 0 | 0 | 6 | 2 | 1
2015-04-04 01:00 |  | 2234 | 0 | 0 | 6 | 2 | 2
2015-04-04 02:00 |  | 2235 | 0 | 0 | 6 | 2 | 3
2015-04-04 03:00 |  | 2236 | 0 | 0 | 6 | 2 | 4
2015-04-04 04:00 |  | 2237 | 0 | 0 | 6 | 2 | 5
2015-04-04 05:00 |  | 2238 | 0 | 0 | 6 | 2 | 6
2015-04-04 06:00 |  | 2239 | 0 | 0 | 6 | 2 | 7
2015-04-04 07:00 |  | 2240 | 0 | 0 | 6 | 2 | 8
2015-04-04 08:00 |  | 2241 | 0 | 0 | 6 | 2 | 9
2015-04-04 09:00 |  | 2242 | 0 | 0 | 6 | 2 | 10
2015-04-04 10:00 |  | 2243 | 0 | 0 | 6 | 2 | 11
2015-04-04 11:00 |  | 2244 | 0 | 0 | 6 | 2 | 12
2015-04-04 12:00 |  | 2245 | 0 | 0 | 6 | 2 | 13
2015-04-04 13:00 |  | 2246 | 0 | 0 | 6 | 2 | 14
2015-04-04 14:00 |  | 2247 | 0 | 0 | 6 | 2 | 15
2015-04-04 15:00 |  | 2248 | 0 | 0 | 6 | 2 | 16
2015-04-04 16:00 |  | 2249 | 0 | 0 | 6 | 2 | 17
2015-04-04 17:00 |  | 2250 | 0 | 0 | 6 | 2 | 18
2015-04-04 18:00 |  | 2251 | 0 | 0 | 6 | 2 | 19
2015-04-04 19:00 |  | 2252 | 0 | 0 | 6 | 2 | 20
2015-04-04 20:00 |  | 2253 | 0 | 0 | 6 | 2 | 21
2015-04-04 21:00 |  | 2254 | 0 | 0 | 6 | 2 | 22
2015-04-04 22:00 |  | 2255 | 0 | 0 | 6 | 2 | 23
2015-04-04 23:00 |  | 2256 | 0 | 0 | 6 | 2 | 24
2015-04-05 | Holiday | 2257 | 0 | 0 | 7 | 3 | 1
2015-04-05 01:00 |  | 2258 | 0 | 0 | 7 | 3 | 2
2015-04-05 02:00 |  | 2259 | 0 | 0 | 7 | 3 | 3
2015-04-05 03:00 |  | 2260 | 0 | 0 | 7 | 3 | 4
2015-04-05 04:00 |  | 2261 | 0 | 0 | 7 | 3 | 5
2015-04-05 05:00 |  | 2262 | 0 | 0 | 7 | 3 | 6
2015-04-05 06:00 |  | 2263 | 0 | 0 | 7 | 3 | 7
2015-04-05 07:00 |  | 2264 | 0 | 0 | 7 | 3 | 8
2015-04-05 08:00 |  | 2265 | 0 | 0 | 7 | 3 | 9
2015-04-05 09:00 |  | 2266 | 0 | 0 | 7 | 3 | 10
2015-04-05 10:00 |  | 2267 | 0 | 0 | 7 | 3 | 11
2015-04-05 11:00 |  | 2268 | 0 | 0 | 7 | 3 | 12
2015-04-05 12:00 |  | 2269 | 0 | 0 | 7 | 3 | 13
2015-04-05 13:00 |  | 2270 | 0 | 0 | 7 | 3 | 14
2015-04-05 14:00 |  | 2271 | 0 | 0 | 7 | 3 | 15
2015-04-05 15:00 |  | 2272 | 0 | 0 | 7 | 3 | 16
2015-04-05 16:00 |  | 2273 | 0 | 0 | 7 | 3 | 17
2015-04-05 17:00 |  | 2274 | 0 | 0 | 7 | 3 | 18
2015-04-05 18:00 |  | 2275 | 0 | 0 | 7 | 3 | 19
2015-04-05 19:00 |  | 2276 | 0 | 0 | 7 | 3 | 20
2015-04-05 20:00 |  | 2277 | 0 | 0 | 7 | 3 | 21
2015-04-05 21:00 |  | 2278 | 0 | 0 | 7 | 3 | 22
2015-04-05 22:00 |  | 2279 | 0 | 0 | 7 | 3 | 23
2015-04-05 23:00 |  | 2280 | 0 | 0 | 7 | 3 | 24
2015-04-06 | Workday | 2281 | 0 | 0 | 1 | 1 | 1
2015-04-06 01:00 |  | 2282 | 0 | 0 | 1 | 1 | 2
2015-04-06 02:00 |  | 2283 | 0 | 0 | 1 | 1 | 3
2015-04-06 03:00 |  | 2284 | 0 | 0 | 1 | 1 | 4
2015-04-06 04:00 |  | 2285 | 0 | 0 | 1 | 1 | 5
2015-04-06 05:00 |  | 2286 | 0 | 0 | 1 | 1 | 6
2015-04-06 06:00 |  | 2287 | 0 | 0 | 1 | 1 | 7
2015-04-06 07:00 |  | 2288 | 0 | 0 | 1 | 1 | 8
2015-04-06 08:00 |  | 2289 | 0 | 0 | 1 | 1 | 9
2015-04-06 09:00 |  | 2290 | 0 | 0 | 1 | 1 | 10
2015-04-06 10:00 |  | 2291 | 0 | 0 | 1 | 1 | 11
2015-04-06 11:00 |  | 2292 | 0 | 0 | 1 | 1 | 12
2015-04-06 12:00 |  | 2293 | 0 | 0 | 1 | 1 | 13
2015-04-06 13:00 |  | 2294 | 0 | 0 | 1 | 1 | 14
2015-04-06 14:00 |  | 2295 | 0 | 0 | 1 | 1 | 15
2015-04-06 15:00 |  | 2296 | 0 | 0 | 1 | 1 | 16
2015-04-06 16:00 |  | 2297 | 0 | 0 | 1 | 1 | 17
2015-04-06 17:00 |  | 2298 | 0 | 0 | 1 | 1 | 18
2015-04-06 18:00 |  | 2299 | 0 | 0 | 1 | 1 | 19
2015-04-06 19:00 |  | 2300 | 0 | 0 | 1 | 1 | 20
2015-04-06 20:00 |  | 2301 | 0 | 0 | 1 | 1 | 21
2015-04-06 21:00 |  | 2302 | 0 | 0 | 1 | 1 | 22
2015-04-06 22:00 |  | 2303 | 0 | 0 | 1 | 1 | 23
2015-04-06 23:00 |  | 2304 | 0 | 0 | 1 | 1 | 24
2015-04-07 | Workday | 2305 | 0 | 0 | 2 | 1 | 1
2015-04-07 01:00 |  | 2306 | 0 | 0 | 2 | 1 | 2
2015-04-07 02:00 |  | 2307 | 0 | 0 | 2 | 1 | 3
2015-04-07 03:00 |  | 2308 | 0 | 0 | 2 | 1 | 4
2015-04-07 04:00 |  | 2309 | 0 | 0 | 2 | 1 | 5
2015-04-07 05:00 |  | 2310 | 0 | 0 | 2 | 1 | 6
2015-04-07 06:00 |  | 2311 | 0 | 0 | 2 | 1 | 7
2015-04-07 07:00 |  | 2312 | 0 | 0 | 2 | 1 | 8
2015-04-07 08:00 |  | 2313 | 0 | 0 | 2 | 1 | 9
2015-04-07 09:00 |  | 2314 | 0 | 0 | 2 | 1 | 10
2015-04-07 10:00 |  | 2315 | 0 | 0 | 2 | 1 | 11
2015-04-07 11:00 |  | 2316 | 0 | 0 | 2 | 1 | 12
2015-04-07 12:00 |  | 2317 | 0 | 0 | 2 | 1 | 13
2015-04-07 13:00 |  | 2318 | 0 | 0 | 2 | 1 | 14
2015-04-07 14:00 |  | 2319 | 0 | 0 | 2 | 1 | 15
2015-04-07 15:00 |  | 2320 | 0 | 0 | 2 | 1 | 16
2015-04-07 16:00 |  | 2321 | 0 | 0 | 2 | 1 | 17
2015-04-07 17:00 |  | 2322 | 0 | 0 | 2 | 1 | 18
2015-04-07 18:00 |  | 2323 | 0 | 0 | 2 | 1 | 19
2015-04-07 19:00 |  | 2324 | 0 | 0 | 2 | 1 | 20
2015-04-07 20:00 |  | 2325 | 0 | 0 | 2 | 1 | 21
2015-04-07 21:00 |  | 2326 | 0 | 0 | 2 | 1 | 22
2015-04-07 22:00 |  | 2327 | 0 | 0 | 2 | 1 | 23
2015-04-07 23:00 |  | 2328 | 0 | 0 | 2 | 1 | 24
2015-04-08 | Workday | 2329 | 0 | 0 | 3 | 1 | 1
2015-04-08 01:00 |  | 2330 | 0 | 0 | 3 | 1 | 2
2015-04-08 02:00 |  | 2331 | 0 | 0 | 3 | 1 | 3
2015-04-08 03:00 |  | 2332 | 0 | 0 | 3 | 1 | 4
2015-04-08 04:00 |  | 2333 | 0 | 0 | 3 | 1 | 5
2015-04-08 05:00 |  | 2334 | 0 | 0 | 3 | 1 | 6
2015-04-08 06:00 |  | 2335 | 0 | 0 | 3 | 1 | 7
2015-04-08 07:00 |  | 2336 | 0 | 0 | 3 | 1 | 8
2015-04-08 08:00 |  | 2337 | 0 | 0 | 3 | 1 | 9
2015-04-08 09:00 |  | 2338 | 0 | 0 | 3 | 1 | 10
2015-04-08 10:00 |  | 2339 | 0 | 0 | 3 | 1 | 11
2015-04-08 11:00 |  | 2340 | 0 | 0 | 3 | 1 | 12
2015-04-08 12:00 |  | 2341 | 0 | 0 | 3 | 1 | 13
2015-04-08 13:00 |  | 2342 | 0 | 0 | 3 | 1 | 14
2015-04-08 14:00 |  | 2343 | 0 | 0 | 3 | 1 | 15
2015-04-08 15:00 |  | 2344 | 0 | 0 | 3 | 1 | 16
2015-04-08 16:00 |  | 2345 | 0 | 0 | 3 | 1 | 17
2015-04-08 17:00 |  | 2346 | 0 | 0 | 3 | 1 | 18
2015-04-08 18:00 |  | 2347 | 0 | 0 | 3 | 1 | 19
2015-04-08 19:00 |  | 2348 | 0 | 0 | 3 | 1 | 20
2015-04-08 20:00 |  | 2349 | 0 | 0 | 3 | 1 | 21
2015-04-08 21:00 |  | 2350 | 0 | 0 | 3 | 1 | 22
2015-04-08 22:00 |  | 2351 | 0 | 0 | 3 | 1 | 23
2015-04-08 23:00 |  | 2352 | 0 | 0 | 3 | 1 | 24
2015-04-09 | Workday | 2353 | 0 | 0 | 4 | 1 | 1
2015-04-09 01:00 |  | 2354 | 0 | 0 | 4 | 1 | 2
2015-04-09 02:00 |  | 2355 | 0 | 0 | 4 | 1 | 3
2015-04-09 03:00 |  | 2356 | 0 | 0 | 4 | 1 | 4
2015-04-09 04:00 |  | 2357 | 0 | 0 | 4 | 1 | 5
2015-04-09 05:00 |  | 2358 | 0 | 0 | 4 | 1 | 6
2015-04-09 06:00 |  | 2359 | 0 | 0 | 4 | 1 | 7
2015-04-09 07:00 |  | 2360 | 0 | 0 | 4 | 1 | 8
2015-04-09 08:00 |  | 2361 | 0 | 0 | 4 | 1 | 9
2015-04-09 09:00 |  | 2362 | 0 | 0 | 4 | 1 | 10
2015-04-09 10:00 |  | 2363 | 0 | 0 | 4 | 1 | 11
2015-04-09 11:00 |  | 2364 | 0 | 0 | 4 | 1 | 12
2015-04-09 12:00 |  | 2365 | 0 | 0 | 4 | 1 | 13
2015-04-09 13:00 |  | 2366 | 0 | 0 | 4 | 1 | 14
2015-04-09 14:00 |  | 2367 | 0 | 0 | 4 | 1 | 15
2015-04-09 15:00 |  | 2368 | 0 | 0 | 4 | 1 | 16
2015-04-09 16:00 |  | 2369 | 0 | 0 | 4 | 1 | 17
2015-04-09 17:00 |  | 2370 | 0 | 0 | 4 | 1 | 18
2015-04-09 18:00 |  | 2371 | 0 | 0 | 4 | 1 | 19
2015-04-09 19:00 |  | 2372 | 0 | 0 | 4 | 1 | 20
2015-04-09 20:00 |  | 2373 | 0 | 0 | 4 | 1 | 21
2015-04-09 21:00 |  | 2374 | 0 | 0 | 4 | 1 | 22
2015-04-09 22:00 |  | 2375 | 0 | 0 | 4 | 1 | 23
2015-04-09 23:00 |  | 2376 | 0 | 0 | 4 | 1 | 24
2015-04-10 | Workday | 2377 | 0 | 0 | 5 | 1 | 1
2015-04-10 01:00 |  | 2378 | 0 | 0 | 5 | 1 | 2
2015-04-10 02:00 |  | 2379 | 0 | 0 | 5 | 1 | 3
2015-04-10 03:00 |  | 2380 | 0 | 0 | 5 | 1 | 4
2015-04-10 04:00 |  | 2381 | 0 | 0 | 5 | 1 | 5
2015-04-10 05:00 |  | 2382 | 0 | 0 | 5 | 1 | 6
2015-04-10 06:00 |  | 2383 | 0 | 0 | 5 | 1 | 7
2015-04-10 07:00 |  | 2384 | 0 | 0 | 5 | 1 | 8
2015-04-10 08:00 |  | 2385 | 0 | 0 | 5 | 1 | 9
2015-04-10 09:00 |  | 2386 | 0 | 0 | 5 | 1 | 10
2015-04-10 10:00 |  | 2387 | 0 | 0 | 5 | 1 | 11
2015-04-10 11:00 |  | 2388 | 0 | 0 | 5 | 1 | 12
2015-04-10 12:00 |  | 2389 | 0 | 0 | 5 | 1 | 13
2015-04-10 13:00 |  | 2390 | 0 | 0 | 5 | 1 | 14
2015-04-10 14:00 |  | 2391 | 0 | 0 | 5 | 1 | 15
2015-04-10 15:00 |  | 2392 | 0 | 0 | 5 | 1 | 16
2015-04-10 16:00 |  | 2393 | 0 | 0 | 5 | 1 | 17
2015-04-10 17:00 |  | 2394 | 0 | 0 | 5 | 1 | 18
2015-04-10 18:00 |  | 2395 | 0 | 0 | 5 | 1 | 19
2015-04-10 19:00 |  | 2396 | 0 | 0 | 5 | 1 | 20
2015-04-10 20:00 |  | 2397 | 0 | 0 | 5 | 1 | 21
2015-04-10 21:00 |  | 2398 | 0 | 0 | 5 | 1 | 22
2015-04-10 22:00 |  | 2399 | 0 | 0 | 5 | 1 | 23
2015-04-10 23:00 |  | 2400 | 0 | 0 | 5 | 1 | 24
2015-04-11 | Saturday | 2401 | 0 | 0 | 6 | 2 | 1
2015-04-11 01:00 |  | 2402 | 0 | 0 | 6 | 2 | 2
2015-04-11 02:00 |  | 2403 | 0 | 0 | 6 | 2 | 3
2015-04-11 03:00 |  | 2404 | 0 | 0 | 6 | 2 | 4
2015-04-11 04:00 |  | 2405 | 0 | 0 | 6 | 2 | 5
2015-04-11 05:00 |  | 2406 | 0 | 0 | 6 | 2 | 6
2015-04-11 06:00 |  | 2407 | 0 | 0 | 6 | 2 | 7
2015-04-11 07:00 |  | 2408 | 0 | 0 | 6 | 2 | 8
2015-04-11 08:00 |  | 2409 | 0 | 0 | 6 | 2 | 9
2015-04-11 09:00 |  | 2410 | 0 | 0 | 6 | 2 | 10
2015-04-11 10:00 |  | 2411 | 0 | 0 | 6 | 2 | 11
2015-04-11 11:00 |  | 2412 | 0 | 0 | 6 | 2 | 12
2015-04-11 12:00 |  | 2413 | 0 | 0 | 6 | 2 | 13
2015-04-11 13:00 |  | 2414 | 0 | 0 | 6 | 2 | 14
2015-04-11 14:00 |  | 2415 | 0 | 0 | 6 | 2 | 15
2015-04-11 15:00 |  | 2416 | 0 | 0 | 6 | 2 | 16
2015-04-11 16:00 |  | 2417 | 0 | 0 | 6 | 2 | 17
2015-04-11 17:00 |  | 2418 | 0 | 0 | 6 | 2 | 18
2015-04-11 18:00 |  | 2419 | 0 | 0 | 6 | 2 | 19
2015-04-11 19:00 |  | 2420 | 0 | 0 | 6 | 2 | 20
2015-04-11 20:00 |  | 2421 | 0 | 0 | 6 | 2 | 21
2015-04-11 21:00 |  | 2422 | 0 | 0 | 6 | 2 | 22
2015-04-11 22:00 |  | 2423 | 0 | 0 | 6 | 2 | 23
2015-04-11 23:00 |  | 2424 | 0 | 0 | 6 | 2 | 24
2015-04-12 | Holiday | 2425 | 0 | 0 | 7 | 3 | 1
2015-04-12 01:00 |  | 2426 | 0 | 0 | 7 | 3 | 2
2015-04-12 02:00 |  | 2427 | 0 | 0 | 7 | 3 | 3
2015-04-12 03:00 |  | 2428 | 0 | 0 | 7 | 3 | 4
2015-04-12 04:00 |  | 2429 | 0 | 0 | 7 | 3 | 5
2015-04-12 05:00 |  | 2430 | 0 | 0 | 7 | 3 | 6
2015-04-12 06:00 |  | 2431 | 0 | 0 | 7 | 3 | 7
2015-04-12 07:00 |  | 2432 | 0 | 0 | 7 | 3 | 8
2015-04-12 08:00 |  | 2433 | 0 | 0 | 7 | 3 | 9
2015-04-12 09:00 |  | 2434 | 0 | 0 | 7 | 3 | 10
2015-04-12 10:00 |  | 2435 | 0 | 0 | 7 | 3 | 11
2015-04-12 11:00 |  | 2436 | 0 | 0 | 7 | 3 | 12
2015-04-12 12:00 |  | 2437 | 0 | 0 | 7 | 3 | 13
2015-04-12 13:00 |  | 2438 | 0 | 0 | 7 | 3 | 14
2015-04-12 14:00 |  | 2439 | 0 | 0 | 7 | 3 | 15
2015-04-12 15:00 |  | 2440 | 0 | 0 | 7 | 3 | 16
2015-04-12 16:00 |  | 2441 | 0 | 0 | 7 | 3 | 17
2015-04-12 17:00 |  | 2442 | 0 | 0 | 7 | 3 | 18
2015-04-12 18:00 |  | 2443 | 0 | 0 | 7 | 3 | 19
2015-04-12 19:00 |  | 2444 | 0 | 0 | 7 | 3 | 20
2015-04-12 20:00 |  | 2445 | 0 | 0 | 7 | 3 | 21
2015-04-12 21:00 |  | 2446 | 0 | 0 | 7 | 3 | 22
2015-04-12 22:00 |  | 2447 | 0 | 0 | 7 | 3 | 23
2015-04-12 23:00 |  | 2448 | 0 | 0 | 7 | 3 | 24
2015-04-13 | Workday | 2449 | 0 | 0 | 1 | 1 | 1
2015-04-13 01:00 |  | 2450 | 0 | 0 | 1 | 1 | 2
2015-04-13 02:00 |  | 2451 | 0 | 0 | 1 | 1 | 3
2015-04-13 03:00 |  | 2452 | 0 | 0 | 1 | 1 | 4
2015-04-13 04:00 |  | 2453 | 0 | 0 | 1 | 1 | 5
2015-04-13 05:00 |  | 2454 | 0 | 0 | 1 | 1 | 6
2015-04-13 06:00 |  | 2455 | 0 | 0 | 1 | 1 | 7
2015-04-13 07:00 |  | 2456 | 0 | 0 | 1 | 1 | 8
2015-04-13 08:00 |  | 2457 | 0 | 0 | 1 | 1 | 9
2015-04-13 09:00 |  | 2458 | 0 | 0 | 1 | 1 | 10
2015-04-13 10:00 |  | 2459 | 0 | 0 | 1 | 1 | 11
2015-04-13 11:00 |  | 2460 | 0 | 0 | 1 | 1 | 12
2015-04-13 12:00 |  | 2461 | 0 | 0 | 1 | 1 | 13
2015-04-13 13:00 |  | 2462 | 0 | 0 | 1 | 1 | 14
2015-04-13 14:00 |  | 2463 | 0 | 0 | 1 | 1 | 15
2015-04-13 15:00 |  | 2464 | 0 | 0 | 1 | 1 | 16
2015-04-13 16:00 |  | 2465 | 0 | 0 | 1 | 1 | 17
2015-04-13 17:00 |  | 2466 | 0 | 0 | 1 | 1 | 18
2015-04-13 18:00 |  | 2467 | 0 | 0 | 1 | 1 | 19
2015-04-13 19:00 |  | 2468 | 0 | 0 | 1 | 1 | 20
2015-04-13 20:00 |  | 2469 | 0 | 0 | 1 | 1 | 21
2015-04-13 21:00 |  | 2470 | 0 | 0 | 1 | 1 | 22
2015-04-13 22:00 |  | 2471 | 0 | 0 | 1 | 1 | 23
2015-04-13 23:00 |  | 2472 | 0 | 0 | 1 | 1 | 24
2015-04-14 | Workday | 2473 | 0 | 0 | 2 | 1 | 1
2015-04-14 01:00 |  | 2474 | 0 | 0 | 2 | 1 | 2
2015-04-14 02:00 |  | 2475 | 0 | 0 | 2 | 1 | 3
2015-04-14 03:00 |  | 2476 | 0 | 0 | 2 | 1 | 4
2015-04-14 04:00 |  | 2477 | 0 | 0 | 2 | 1 | 5
2015-04-14 05:00 |  | 2478 | 0 | 0 | 2 | 1 | 6
2015-04-14 06:00 |  | 2479 | 0 | 0 | 2 | 1 | 7
2015-04-14 07:00 |  | 2480 | 0 | 0 | 2 | 1 | 8
2015-04-14 08:00 |  | 2481 | 0 | 0 | 2 | 1 | 9
2015-04-14 09:00 |  | 2482 | 0 | 0 | 2 | 1 | 10
2015-04-14 10:00 |  | 2483 | 0 | 0 | 2 | 1 | 11
2015-04-14 11:00 |  | 2484 | 0 | 0 | 2 | 1 | 12
2015-04-14 12:00 |  | 2485 | 0 | 0 | 2 | 1 | 13
2015-04-14 13:00 |  | 2486 | 0 | 0 | 2 | 1 | 14
2015-04-14 14:00 |  | 2487 | 0 | 0 | 2 | 1 | 15
2015-04-14 15:00 |  | 2488 | 0 | 0 | 2 | 1 | 16
2015-04-14 16:00 |  | 2489 | 0 | 0 | 2 | 1 | 17
2015-04-14 17:00 |  | 2490 | 0 | 0 | 2 | 1 | 18
2015-04-14 18:00 |  | 2491 | 0 | 0 | 2 | 1 | 19
2015-04-14 19:00 |  | 2492 | 0 | 0 | 2 | 1 | 20
2015-04-14 20:00 |  | 2493 | 0 | 0 | 2 | 1 | 21
2015-04-14 21:00 |  | 2494 | 0 | 0 | 2 | 1 | 22
2015-04-14 22:00 |  | 2495 | 0 | 0 | 2 | 1 | 23
2015-04-14 23:00 |  | 2496 | 0 | 0 | 2 | 1 | 24
2015-04-15 | Workday | 2497 | 0 | 0 | 3 | 1 | 1
2015-04-15 01:00 |  | 2498 | 0 | 0 | 3 | 1 | 2
2015-04-15 02:00 |  | 2499 | 0 | 0 | 3 | 1 | 3
2015-04-15 03:00 |  | 2500 | 0 | 0 | 3 | 1 | 4
2015-04-15 04:00 |  | 2501 | 0 | 0 | 3 | 1 | 5
2015-04-15 05:00 |  | 2502 | 0 | 0 | 3 | 1 | 6
2015-04-15 06:00 |  | 2503 | 0 | 0 | 3 | 1 | 7
2015-04-15 07:00 |  | 2504 | 0 | 0 | 3 | 1 | 8
2015-04-15 08:00 |  | 2505 | 0 | 0 | 3 | 1 | 9
2015-04-15 09:00 |  | 2506 | 0 | 0 | 3 | 1 | 10
2015-04-15 10:00 |  | 2507 | 0 | 0 | 3 | 1 | 11
2015-04-15 11:00 |  | 2508 | 0 | 0 | 3 | 1 | 12
2015-04-15 12:00 |  | 2509 | 0 | 0 | 3 | 1 | 13
2015-04-15 13:00 |  | 2510 | 0 | 0 | 3 | 1 | 14
2015-04-15 14:00 |  | 2511 | 0 | 0 | 3 | 1 | 15
2015-04-15 15:00 |  | 2512 | 0 | 0 | 3 | 1 | 16
2015-04-15 16:00 |  | 2513 | 0 | 0 | 3 | 1 | 17
2015-04-15 17:00 |  | 2514 | 0 | 0 | 3 | 1 | 18
2015-04-15 18:00 |  | 2515 | 0 | 0 | 3 | 1 | 19
2015-04-15 19:00 |  | 2516 | 0 | 0 | 3 | 1 | 20
2015-04-15 20:00 |  | 2517 | 0 | 0 | 3 | 1 | 21
2015-04-15 21:00 |  | 2518 | 0 | 0 | 3 | 1 | 22
2015-04-15 22:00 |  | 2519 | 0 | 0 | 3 | 1 | 23
2015-04-15 23:00 |  | 2520 | 0 | 0 | 3 | 1 | 24
2015-04-16 | Workday | 2521 | 0 | 0 | 4 | 1 | 1
2015-04-16 01:00 |  | 2522 | 0 | 0 | 4 | 1 | 2
2015-04-16 02:00 |  | 2523 | 0 | 0 | 4 | 1 | 3
2015-04-16 03:00 |  | 2524 | 0 | 0 | 4 | 1 | 4
2015-04-16 04:00 |  | 2525 | 0 | 0 | 4 | 1 | 5
2015-04-16 05:00 |  | 2526 | 0 | 0 | 4 | 1 | 6
2015-04-16 06:00 |  | 2527 | 0 | 0 | 4 | 1 | 7
2015-04-16 07:00 |  | 2528 | 0 | 0 | 4 | 1 | 8
2015-04-16 08:00 |  | 2529 | 0 | 0 | 4 | 1 | 9
2015-04-16 09:00 |  | 2530 | 0 | 0 | 4 | 1 | 10
2015-04-16 10:00 |  | 2531 | 0 | 0 | 4 | 1 | 11
2015-04-16 11:00 |  | 2532 | 0 | 0 | 4 | 1 | 12
2015-04-16 12:00 |  | 2533 | 0 | 0 | 4 | 1 | 13
2015-04-16 13:00 |  | 2534 | 0 | 0 | 4 | 1 | 14
2015-04-16 14:00 |  | 2535 | 0 | 0 | 4 | 1 | 15
2015-04-16 15:00 |  | 2536 | 0 | 0 | 4 | 1 | 16
2015-04-16 16:00 |  | 2537 | 0 | 0 | 4 | 1 | 17
2015-04-16 17:00 |  | 2538 | 0 | 0 | 4 | 1 | 18
2015-04-16 18:00 |  | 2539 | 0 | 0 | 4 | 1 | 19
2015-04-16 19:00 |  | 2540 | 0 | 0 | 4 | 1 | 20
2015-04-16 20:00 |  | 2541 | 0 | 0 | 4 | 1 | 21
2015-04-16 21:00 |  | 2542 | 0 | 0 | 4 | 1 | 22
2015-04-16 22:00 |  | 2543 | 0 | 0 | 4 | 1 | 23
2015-04-16 23:00 |  | 2544 | 0 | 0 | 4 | 1 | 24
2015-04-17 | Workday | 2545 | 0 | 0 | 5 | 1 | 1
2015-04-17 01:00 |  | 2546 | 0 | 0 | 5 | 1 | 2
2015-04-17 02:00 |  | 2547 | 0 | 0 | 5 | 1 | 3
2015-04-17 03:00 |  | 2548 | 0 | 0 | 5 | 1 | 4
2015-04-17 04:00 |  | 2549 | 0 | 0 | 5 | 1 | 5
2015-04-17 05:00 |  | 2550 | 0 | 0 | 5 | 1 | 6
2015-04-17 06:00 |  | 2551 | 0 | 0 | 5 | 1 | 7
2015-04-17 07:00 |  | 2552 | 0 | 0 | 5 | 1 | 8
2015-04-17 08:00 |  | 2553 | 0 | 0 | 5 | 1 | 9
2015-04-17 09:00 |  | 2554 | 0 | 0 | 5 | 1 | 10
2015-04-17 10:00 |  | 2555 | 0 | 0 | 5 | 1 | 11
2015-04-17 11:00 |  | 2556 | 0 | 0 | 5 | 1 | 12
2015-04-17 12:00 |  | 2557 | 0 | 0 | 5 | 1 | 13
2015-04-17 13:00 |  | 2558 | 0 | 0 | 5 | 1 | 14
2015-04-17 14:00 |  | 2559 | 0 | 0 | 5 | 1 | 15
2015-04-17 15:00 |  | 2560 | 0 | 0 | 5 | 1 | 16
2015-04-17 16:00 |  | 2561 | 0 | 0 | 5 | 1 | 17
2015-04-17 17:00 |  | 2562 | 0 | 0 | 5 | 1 | 18
2015-04-17 18:00 |  | 2563 | 0 | 0 | 5 | 1 | 19
2015-04-17 19:00 |  | 2564 | 0 | 0 | 5 | 1 | 20
2015-04-17 20:00 |  | 2565 | 0 | 0 | 5 | 1 | 21
2015-04-17 21:00 |  | 2566 | 0 | 0 | 5 | 1 | 22
2015-04-17 22:00 |  | 2567 | 0 | 0 | 5 | 1 | 23
2015-04-17 23:00 |  | 2568 | 0 | 0 | 5 | 1 | 24
2015-04-18 | Saturday | 2569 | 0 | 0 | 6 | 2 | 1
2015-04-18 01:00 |  | 2570 | 0 | 0 | 6 | 2 | 2
2015-04-18 02:00 |  | 2571 | 0 | 0 | 6 | 2 | 3
2015-04-18 03:00 |  | 2572 | 0 | 0 | 6 | 2 | 4
2015-04-18 04:00 |  | 2573 | 0 | 0 | 6 | 2 | 5
2015-04-18 05:00 |  | 2574 | 0 | 0 | 6 | 2 | 6
2015-04-18 06:00 |  | 2575 | 0 | 0 | 6 | 2 | 7
2015-04-18 07:00 |  | 2576 | 0 | 0 | 6 | 2 | 8
2015-04-18 08:00 |  | 2577 | 0 | 0 | 6 | 2 | 9
2015-04-18 09:00 |  | 2578 | 0 | 0 | 6 | 2 | 10
2015-04-18 10:00 |  | 2579 | 0 | 0 | 6 | 2 | 11
2015-04-18 11:00 |  | 2580 | 0 | 0 | 6 | 2 | 12
2015-04-18 12:00 |  | 2581 | 0 | 0 | 6 | 2 | 13
2015-04-18 13:00 |  | 2582 | 0 | 0 | 6 | 2 | 14
2015-04-18 14:00 |  | 2583 | 0 | 0 | 6 | 2 | 15
2015-04-18 15:00 |  | 2584 | 0 | 0 | 6 | 2 | 16
2015-04-18 16:00 |  | 2585 | 0 | 0 | 6 | 2 | 17
2015-04-18 17:00 |  | 2586 | 0 | 0 | 6 | 2 | 18
2015-04-18 18:00 |  | 2587 | 0 | 0 | 6 | 2 | 19
2015-04-18 19:00 |  | 2588 | 0 | 0 | 6 | 2 | 20
2015-04-18 20:00 |  | 2589 | 0 | 0 | 6 | 2 | 21
2015-04-18 21:00 |  | 2590 | 0 | 0 | 6 | 2 | 22
2015-04-18 22:00 |  | 2591 | 0 | 0 | 6 | 2 | 23
2015-04-18 23:00 |  | 2592 | 0 | 0 | 6 | 2 | 24
2015-04-19 | Holiday | 2593 | 0 | 0 | 7 | 3 | 1
2015-04-19 01:00 |  | 2594 | 0 | 0 | 7 | 3 | 2
2015-04-19 02:00 |  | 2595 | 0 | 0 | 7 | 3 | 3
2015-04-19 03:00 |  | 2596 | 0 | 0 | 7 | 3 | 4
2015-04-19 04:00 |  | 2597 | 0 | 0 | 7 | 3 | 5
2015-04-19 05:00 |  | 2598 | 0 | 0 | 7 | 3 | 6
2015-04-19 06:00 |  | 2599 | 0 | 0 | 7 | 3 | 7
2015-04-19 07:00 |  | 2600 | 0 | 0 | 7 | 3 | 8
2015-04-19 08:00 |  | 2601 | 0 | 0 | 7 | 3 | 9
2015-04-19 09:00 |  | 2602 | 0 | 0 | 7 | 3 | 10
2015-04-19 10:00 |  | 2603 | 0 | 0 | 7 | 3 | 11
2015-04-19 11:00 |  | 2604 | 0 | 0 | 7 | 3 | 12
2015-04-19 12:00 |  | 2605 | 0 | 0 | 7 | 3 | 13
2015-04-19 13:00 |  | 2606 | 0 | 0 | 7 | 3 | 14
2015-04-19 14:00 |  | 2607 | 0 | 0 | 7 | 3 | 15
2015-04-19 15:00 |  | 2608 | 0 | 0 | 7 | 3 | 16
2015-04-19 16:00 |  | 2609 | 0 | 0 | 7 | 3 | 17
2015-04-19 17:00 |  | 2610 | 0 | 0 | 7 | 3 | 18
2015-04-19 18:00 |  | 2611 | 0 | 0 | 7 | 3 | 19
2015-04-19 19:00 |  | 2612 | 0 | 0 | 7 | 3 | 20
2015-04-19 20:00 |  | 2613 | 0 | 0 | 7 | 3 | 21
2015-04-19 21:00 |  | 2614 | 0 | 0 | 7 | 3 | 22
2015-04-19 22:00 |  | 2615 | 0 | 0 | 7 | 3 | 23
2015-04-19 23:00 |  | 2616 | 0 | 0 | 7 | 3 | 24
2015-04-20 | Workday | 2617 | 0 | 0 | 1 | 1 | 1
2015-04-20 01:00 |  | 2618 | 0 | 0 | 1 | 1 | 2
2015-04-20 02:00 |  | 2619 | 0 | 0 | 1 | 1 | 3
2015-04-20 03:00 |  | 2620 | 0 | 0 | 1 | 1 | 4
2015-04-20 04:00 |  | 2621 | 0 | 0 | 1 | 1 | 5
2015-04-20 05:00 |  | 2622 | 0 | 0 | 1 | 1 | 6
2015-04-20 06:00 |  | 2623 | 0 | 0 | 1 | 1 | 7
2015-04-20 07:00 |  | 2624 | 0 | 0 | 1 | 1 | 8
2015-04-20 08:00 |  | 2625 | 0 | 0 | 1 | 1 | 9
2015-04-20 09:00 |  | 2626 | 0 | 0 | 1 | 1 | 10
2015-04-20 10:00 |  | 2627 | 0 | 0 | 1 | 1 | 11
2015-04-20 11:00 |  | 2628 | 0 | 0 | 1 | 1 | 12
2015-04-20 12:00 |  | 2629 | 0 | 0 | 1 | 1 | 13
2015-04-20 13:00 |  | 2630 | 0 | 0 | 1 | 1 | 14
2015-04-20 14:00 |  | 2631 | 0 | 0 | 1 | 1 | 15
2015-04-20 15:00 |  | 2632 | 0 | 0 | 1 | 1 | 16
2015-04-20 16:00 |  | 2633 | 0 | 0 | 1 | 1 | 17
2015-04-20 17:00 |  | 2634 | 0 | 0 | 1 | 1 | 18
2015-04-20 18:00 |  | 2635 | 0 | 0 | 1 | 1 | 19
2015-04-20 19:00 |  | 2636 | 0 | 0 | 1 | 1 | 20
2015-04-20 20:00 |  | 2637 | 0 | 0 | 1 | 1 | 21
2015-04-20 21:00 |  | 2638 | 0 | 0 | 1 | 1 | 22
2015-04-20 22:00 |  | 2639 | 0 | 0 | 1 | 1 | 23
2015-04-20 23:00 |  | 2640 | 0 | 0 | 1 | 1 | 24
2015-04-21 | Workday | 2641 | 0 | 0 | 2 | 1 | 1
2015-04-21 01:00 |  | 2642 | 0 | 0 | 2 | 1 | 2
2015-04-21 02:00 |  | 2643 | 0 | 0 | 2 | 1 | 3
2015-04-21 03:00 |  | 2644 | 0 | 0 | 2 | 1 | 4
2015-04-21 04:00 |  | 2645 | 0 | 0 | 2 | 1 | 5
2015-04-21 05:00 |  | 2646 | 0 | 0 | 2 | 1 | 6
2015-04-21 06:00 |  | 2647 | 0 | 0 | 2 | 1 | 7
2015-04-21 07:00 |  | 2648 | 0 | 0 | 2 | 1 | 8
2015-04-21 08:00 |  | 2649 | 0 | 0 | 2 | 1 | 9
2015-04-21 09:00 |  | 2650 | 0 | 0 | 2 | 1 | 10
2015-04-21 10:00 |  | 2651 | 0 | 0 | 2 | 1 | 11
2015-04-21 11:00 |  | 2652 | 0 | 0 | 2 | 1 | 12
2015-04-21 12:00 |  | 2653 | 0 | 0 | 2 | 1 | 13
2015-04-21 13:00 |  | 2654 | 0 | 0 | 2 | 1 | 14
2015-04-21 14:00 |  | 2655 | 0 | 0 | 2 | 1 | 15
2015-04-21 15:00 |  | 2656 | 0 | 0 | 2 | 1 | 16
2015-04-21 16:00 |  | 2657 | 0 | 0 | 2 | 1 | 17
2015-04-21 17:00 |  | 2658 | 0 | 0 | 2 | 1 | 18
2015-04-21 18:00 |  | 2659 | 0 | 0 | 2 | 1 | 19
2015-04-21 19:00 |  | 2660 | 0 | 0 | 2 | 1 | 20
2015-04-21 20:00 |  | 2661 | 0 | 0 | 2 | 1 | 21
2015-04-21 21:00 |  | 2662 | 0 | 0 | 2 | 1 | 22
2015-04-21 22:00 |  | 2663 | 0 | 0 | 2 | 1 | 23
2015-04-21 23:00 |  | 2664 | 0 | 0 | 2 | 1 | 24
2015-04-22 | Workday | 2665 | 0 | 0 | 3 | 1 | 1
2015-04-22 01:00 |  | 2666 | 0 | 0 | 3 | 1 | 2
2015-04-22 02:00 |  | 2667 | 0 | 0 | 3 | 1 | 3
2015-04-22 03:00 |  | 2668 | 0 | 0 | 3 | 1 | 4
2015-04-22 04:00 |  | 2669 | 0 | 0 | 3 | 1 | 5
2015-04-22 05:00 |  | 2670 | 0 | 0 | 3 | 1 | 6
2015-04-22 06:00 |  | 2671 | 0 | 0 | 3 | 1 | 7
2015-04-22 07:00 |  | 2672 | 0 | 0 | 3 | 1 | 8
2015-04-22 08:00 |  | 2673 | 0 | 0 | 3 | 1 | 9
2015-04-22 09:00 |  | 2674 | 0 | 0 | 3 | 1 | 10
2015-04-22 10:00 |  | 2675 | 0 | 0 | 3 | 1 | 11
2015-04-22 11:00 |  | 2676 | 0 | 0 | 3 | 1 | 12
2015-04-22 12:00 |  | 2677 | 0 | 0 | 3 | 1 | 13
2015-04-22 13:00 |  | 2678 | 0 | 0 | 3 | 1 | 14
2015-04-22 14:00 |  | 2679 | 0 | 0 | 3 | 1 | 15
2015-04-22 15:00 |  | 2680 | 0 | 0 | 3 | 1 | 16
2015-04-22 16:00 |  | 2681 | 0 | 0 | 3 | 1 | 17
2015-04-22 17:00 |  | 2682 | 0 | 0 | 3 | 1 | 18
2015-04-22 18:00 |  | 2683 | 0 | 0 | 3 | 1 | 19
2015-04-22 19:00 |  | 2684 | 0 | 0 | 3 | 1 | 20
2015-04-22 20:00 |  | 2685 | 0 | 0 | 3 | 1 | 21
2015-04-22 21:00 |  | 2686 | 0 | 0 | 3 | 1 | 22
2015-04-22 22:00 |  | 2687 | 0 | 0 | 3 | 1 | 23
2015-04-22 23:00 |  | 2688 | 0 | 0 | 3 | 1 | 24
2015-04-23 | Workday | 2689 | 0 | 0 | 4 | 1 | 1
2015-04-23 01:00 |  | 2690 | 0 | 0 | 4 | 1 | 2
2015-04-23 02:00 |  | 2691 | 0 | 0 | 4 | 1 | 3
2015-04-23 03:00 |  | 2692 | 0 | 0 | 4 | 1 | 4
2015-04-23 04:00 |  | 2693 | 0 | 0 | 4 | 1 | 5
2015-04-23 05:00 |  | 2694 | 0 | 0 | 4 | 1 | 6
2015-04-23 06:00 |  | 2695 | 0 | 0 | 4 | 1 | 7
2015-04-23 07:00 |  | 2696 | 0 | 0 | 4 | 1 | 8
2015-04-23 08:00 |  | 2697 | 0 | 0 | 4 | 1 | 9
2015-04-23 09:00 |  | 2698 | 0 | 0 | 4 | 1 | 10
2015-04-23 10:00 |  | 2699 | 0 | 0 | 4 | 1 | 11
2015-04-23 11:00 |  | 2700 | 0 | 0 | 4 | 1 | 12
2015-04-23 12:00 |  | 2701 | 0 | 0 | 4 | 1 | 13
2015-04-23 13:00 |  | 2702 | 0 | 0 | 4 | 1 | 14
2015-04-23 14:00 |  | 2703 | 0 | 0 | 4 | 1 | 15
2015-04-23 15:00 |  | 2704 | 0 | 0 | 4 | 1 | 16
2015-04-23 16:00 |  | 2705 | 0 | 0 | 4 | 1 | 17
2015-04-23 17:00 |  | 2706 | 0 | 0 | 4 | 1 | 18
2015-04-23 18:00 |  | 2707 | 0 | 0 | 4 | 1 | 19
2015-04-23 19:00 |  | 2708 | 0 | 0 | 4 | 1 | 20
2015-04-23 20:00 |  | 2709 | 0 | 0 | 4 | 1 | 21
2015-04-23 21:00 |  | 2710 | 0 | 0 | 4 | 1 | 22
2015-04-23 22:00 |  | 2711 | 0 | 0 | 4 | 1 | 23
2015-04-23 23:00 |  | 2712 | 0 | 0 | 4 | 1 | 24
2015-04-24 | Workday | 2713 | 0 | 0 | 5 | 1 | 1
2015-04-24 01:00 |  | 2714 | 0 | 0 | 5 | 1 | 2
2015-04-24 02:00 |  | 2715 | 0 | 0 | 5 | 1 | 3
2015-04-24 03:00 |  | 2716 | 0 | 0 | 5 | 1 | 4
2015-04-24 04:00 |  | 2717 | 0 | 0 | 5 | 1 | 5
2015-04-24 05:00 |  | 2718 | 0 | 0 | 5 | 1 | 6
2015-04-24 06:00 |  | 2719 | 0 | 0 | 5 | 1 | 7
2015-04-24 07:00 |  | 2720 | 0 | 0 | 5 | 1 | 8
2015-04-24 08:00 |  | 2721 | 0 | 0 | 5 | 1 | 9
2015-04-24 09:00 |  | 2722 | 0 | 0 | 5 | 1 | 10
2015-04-24 10:00 |  | 2723 | 0 | 0 | 5 | 1 | 11
2015-04-24 11:00 |  | 2724 | 0 | 0 | 5 | 1 | 12
2015-04-24 12:00 |  | 2725 | 0 | 0 | 5 | 1 | 13
2015-04-24 13:00 |  | 2726 | 0 | 0 | 5 | 1 | 14
2015-04-24 14:00 |  | 2727 | 0 | 0 | 5 | 1 | 15
2015-04-24 15:00 |  | 2728 | 0 | 0 | 5 | 1 | 16
2015-04-24 16:00 |  | 2729 | 0 | 0 | 5 | 1 | 17
2015-04-24 17:00 |  | 2730 | 0 | 0 | 5 | 1 | 18
2015-04-24 18:00 |  | 2731 | 0 | 0 | 5 | 1 | 19
2015-04-24 19:00 |  | 2732 | 0 | 0 | 5 | 1 | 20
2015-04-24 20:00 |  | 2733 | 0 | 0 | 5 | 1 | 21
2015-04-24 21:00 |  | 2734 | 0 | 0 | 5 | 1 | 22
2015-04-24 22:00 |  | 2735 | 0 | 0 | 5 | 1 | 23
2015-04-24 23:00 |  | 2736 | 0 | 0 | 5 | 1 | 24
2015-04-25 | Saturday | 2737 | 0 | 0 | 6 | 2 | 1
2015-04-25 01:00 |  | 2738 | 0 | 0 | 6 | 2 | 2
2015-04-25 02:00 |  | 2739 | 0 | 0 | 6 | 2 | 3
2015-04-25 03:00 |  | 2740 | 0 | 0 | 6 | 2 | 4
2015-04-25 04:00 |  | 2741 | 0 | 0 | 6 | 2 | 5
2015-04-25 05:00 |  | 2742 | 0 | 0 | 6 | 2 | 6
2015-04-25 06:00 |  | 2743 | 0 | 0 | 6 | 2 | 7
2015-04-25 07:00 |  | 2744 | 0 | 0 | 6 | 2 | 8
2015-04-25 08:00 |  | 2745 | 0 | 0 | 6 | 2 | 9
2015-04-25 09:00 |  | 2746 | 0 | 0 | 6 | 2 | 10
2015-04-25 10:00 |  | 2747 | 0 | 0 | 6 | 2 | 11
2015-04-25 11:00 |  | 2748 | 0 | 0 | 6 | 2 | 12
2015-04-25 12:00 |  | 2749 | 0 | 0 | 6 | 2 | 13
2015-04-25 13:00 |  | 2750 | 0 | 0 | 6 | 2 | 14
2015-04-25 14:00 |  | 2751 | 0 | 0 | 6 | 2 | 15
2015-04-25 15:00 |  | 2752 | 0 | 0 | 6 | 2 | 16
2015-04-25 16:00 |  | 2753 | 0 | 0 | 6 | 2 | 17
2015-04-25 17:00 |  | 2754 | 0 | 0 | 6 | 2 | 18
2015-04-25 18:00 |  | 2755 | 0 | 0 | 6 | 2 | 19
2015-04-25 19:00 |  | 2756 | 0 | 0 | 6 | 2 | 20
2015-04-25 20:00 |  | 2757 | 0 | 0 | 6 | 2 | 21
2015-04-25 21:00 |  | 2758 | 0 | 0 | 6 | 2 | 22
2015-04-25 22:00 |  | 2759 | 0 | 0 | 6 | 2 | 23
2015-04-25 23:00 |  | 2760 | 0 | 0 | 6 | 2 | 24
2015-04-26 | Holiday | 2761 | 0 | 0 | 7 | 3 | 1
2015-04-26 01:00 |  | 2762 | 0 | 0 | 7 | 3 | 2
2015-04-26 02:00 |  | 2763 | 0 | 0 | 7 | 3 | 3
2015-04-26 03:00 |  | 2764 | 0 | 0 | 7 | 3 | 4
2015-04-26 04:00 |  | 2765 | 0 | 0 | 7 | 3 | 5
2015-04-26 05:00 |  | 2766 | 0 | 0 | 7 | 3 | 6
2015-04-26 06:00 |  | 2767 | 0 | 0 | 7 | 3 | 7
2015-04-26 07:00 |  | 2768 | 0 | 0 | 7 | 3 | 8
2015-04-26 08:00 |  | 2769 | 0 | 0 | 7 | 3 | 9
2015-04-26 09:00 |  | 2770 | 0 | 0 | 7 | 3 | 10
2015-04-26 10:00 |  | 2771 | 0 | 0 | 7 | 3 | 11
2015-04-26 11:00 |  | 2772 | 0 | 0 | 7 | 3 | 12
2015-04-26 12:00 |  | 2773 | 0 | 0 | 7 | 3 | 13
2015-04-26 13:00 |  | 2774 | 0 | 0 | 7 | 3 | 14
2015-04-26 14:00 |  | 2775 | 0 | 0 | 7 | 3 | 15
2015-04-26 15:00 |  | 2776 | 0 | 0 | 7 | 3 | 16
2015-04-26 16:00 |  | 2777 | 0 | 0 | 7 | 3 | 17
2015-04-26 17:00 |  | 2778 | 0 | 0 | 7 | 3 | 18
2015-04-26 18:00 |  | 2779 | 0 | 0 | 7 | 3 | 19
2015-04-26 19:00 |  | 2780 | 0 | 0 | 7 | 3 | 20
2015-04-26 20:00 |  | 2781 | 0 | 0 | 7 | 3 | 21
2015-04-26 21:00 |  | 2782 | 0 | 0 | 7 | 3 | 22
2015-04-26 22:00 |  | 2783 | 0 | 0 | 7 | 3 | 23
2015-04-26 23:00 |  | 2784 | 0 | 0 | 7 | 3 | 24
2015-04-27 | Workday | 2785 | 0 | 0 | 1 | 1 | 1
2015-04-27 01:00 |  | 2786 | 0 | 0 | 1 | 1 | 2
2015-04-27 02:00 |  | 2787 | 0 | 0 | 1 | 1 | 3
2015-04-27 03:00 |  | 2788 | 0 | 0 | 1 | 1 | 4
2015-04-27 04:00 |  | 2789 | 0 | 0 | 1 | 1 | 5
2015-04-27 05:00 |  | 2790 | 0 | 0 | 1 | 1 | 6
2015-04-27 06:00 |  | 2791 | 0 | 0 | 1 | 1 | 7
2015-04-27 07:00 |  | 2792 | 0 | 0 | 1 | 1 | 8
2015-04-27 08:00 |  | 2793 | 0 | 0 | 1 | 1 | 9
2015-04-27 09:00 |  | 2794 | 0 | 0 | 1 | 1 | 10
2015-04-27 10:00 |  | 2795 | 0 | 0 | 1 | 1 | 11
2015-04-27 11:00 |  | 2796 | 0 | 0 | 1 | 1 | 12
2015-04-27 12:00 |  | 2797 | 0 | 0 | 1 | 1 | 13
2015-04-27 13:00 |  | 2798 | 0 | 0 | 1 | 1 | 14
2015-04-27 14:00 |  | 2799 | 0 | 0 | 1 | 1 | 15
2015-04-27 15:00 |  | 2800 | 0 | 0 | 1 | 1 | 16
2015-04-27 16:00 |  | 2801 | 0 | 0 | 1 | 1 | 17
2015-04-27 17:00 |  | 2802 | 0 | 0 | 1 | 1 | 18
2015-04-27 18:00 |  | 2803 | 0 | 0 | 1 | 1 | 19
2015-04-27 19:00 |  | 2804 | 0 | 0 | 1 | 1 | 20
2015-04-27 20:00 |  | 2805 | 0 | 0 | 1 | 1 | 21
2015-04-27 21:00 |  | 2806 | 0 | 0 | 1 | 1 | 22
2015-04-27 22:00 |  | 2807 | 0 | 0 | 1 | 1 | 23
2015-04-27 23:00 |  | 2808 | 0 | 0 | 1 | 1 | 24
2015-04-28 | Workday | 2809 | 0 | 0 | 2 | 1 | 1
2015-04-28 01:00 |  | 2810 | 0 | 0 | 2 | 1 | 2
2015-04-28 02:00 |  | 2811 | 0 | 0 | 2 | 1 | 3
2015-04-28 03:00 |  | 2812 | 0 | 0 | 2 | 1 | 4
2015-04-28 04:00 |  | 2813 | 0 | 0 | 2 | 1 | 5
2015-04-28 05:00 |  | 2814 | 0 | 0 | 2 | 1 | 6
2015-04-28 06:00 |  | 2815 | 0 | 0 | 2 | 1 | 7
2015-04-28 07:00 |  | 2816 | 0 | 0 | 2 | 1 | 8
2015-04-28 08:00 |  | 2817 | 0 | 0 | 2 | 1 | 9
2015-04-28 09:00 |  | 2818 | 0 | 0 | 2 | 1 | 10
2015-04-28 10:00 |  | 2819 | 0 | 0 | 2 | 1 | 11
2015-04-28 11:00 |  | 2820 | 0 | 0 | 2 | 1 | 12
2015-04-28 12:00 |  | 2821 | 0 | 0 | 2 | 1 | 13
2015-04-28 13:00 |  | 2822 | 0 | 0 | 2 | 1 | 14
2015-04-28 14:00 |  | 2823 | 0 | 0 | 2 | 1 | 15
2015-04-28 15:00 |  | 2824 | 0 | 0 | 2 | 1 | 16
2015-04-28 16:00 |  | 2825 | 0 | 0 | 2 | 1 | 17
2015-04-28 17:00 |  | 2826 | 0 | 0 | 2 | 1 | 18
2015-04-28 18:00 |  | 2827 | 0 | 0 | 2 | 1 | 19
2015-04-28 19:00 |  | 2828 | 0 | 0 | 2 | 1 | 20
2015-04-28 20:00 |  | 2829 | 0 | 0 | 2 | 1 | 21
2015-04-28 21:00 |  | 2830 | 0 | 0 | 2 | 1 | 22
2015-04-28 22:00 |  | 2831 | 0 | 0 | 2 | 1 | 23
2015-04-28 23:00 |  | 2832 | 0 | 0 | 2 | 1 | 24
2015-04-29 | Workday | 2833 | 0 | 0 | 3 | 1 | 1
2015-04-29 01:00 |  | 2834 | 0 | 0 | 3 | 1 | 2
2015-04-29 02:00 |  | 2835 | 0 | 0 | 3 | 1 | 3
2015-04-29 03:00 |  | 2836 | 0 | 0 | 3 | 1 | 4
2015-04-29 04:00 |  | 2837 | 0 | 0 | 3 | 1 | 5
2015-04-29 05:00 |  | 2838 | 0 | 0 | 3 | 1 | 6
2015-04-29 06:00 |  | 2839 | 0 | 0 | 3 | 1 | 7
2015-04-29 07:00 |  | 2840 | 0 | 0 | 3 | 1 | 8
2015-04-29 08:00 |  | 2841 | 0 | 0 | 3 | 1 | 9
2015-04-29 09:00 |  | 2842 | 0 | 0 | 3 | 1 | 10
2015-04-29 10:00 |  | 2843 | 0 | 0 | 3 | 1 | 11
2015-04-29 11:00 |  | 2844 | 0 | 0 | 3 | 1 | 12
2015-04-29 12:00 |  | 2845 | 0 | 0 | 3 | 1 | 13
2015-04-29 13:00 |  | 2846 | 0 | 0 | 3 | 1 | 14
2015-04-29 14:00 |  | 2847 | 0 | 0 | 3 | 1 | 15
2015-04-29 15:00 |  | 2848 | 0 | 0 | 3 | 1 | 16
2015-04-29 16:00 |  | 2849 | 0 | 0 | 3 | 1 | 17
2015-04-29 17:00 |  | 2850 | 0 | 0 | 3 | 1 | 18
2015-04-29 18:00 |  | 2851 | 0 | 0 | 3 | 1 | 19
2015-04-29 19:00 |  | 2852 | 0 | 0 | 3 | 1 | 20
2015-04-29 20:00 |  | 2853 | 0 | 0 | 3 | 1 | 21
2015-04-29 21:00 |  | 2854 | 0 | 0 | 3 | 1 | 22
2015-04-29 22:00 |  | 2855 | 0 | 0 | 3 | 1 | 23
2015-04-29 23:00 |  | 2856 | 0 | 0 | 3 | 1 | 24
2015-04-30 | Workday | 2857 | 0 | 0 | 4 | 1 | 1
2015-04-30 01:00 |  | 2858 | 0 | 0 | 4 | 1 | 2
2015-04-30 02:00 |  | 2859 | 0 | 0 | 4 | 1 | 3
2015-04-30 03:00 |  | 2860 | 0 | 0 | 4 | 1 | 4
2015-04-30 04:00 |  | 2861 | 0 | 0 | 4 | 1 | 5
2015-04-30 05:00 |  | 2862 | 0 | 0 | 4 | 1 | 6
2015-04-30 06:00 |  | 2863 | 0 | 0 | 4 | 1 | 7
2015-04-30 07:00 |  | 2864 | 0 | 0 | 4 | 1 | 8
2015-04-30 08:00 |  | 2865 | 0 | 0 | 4 | 1 | 9
2015-04-30 09:00 |  | 2866 | 0 | 0 | 4 | 1 | 10
2015-04-30 10:00 |  | 2867 | 0 | 0 | 4 | 1 | 11
2015-04-30 11:00 |  | 2868 | 0 | 0 | 4 | 1 | 12
2015-04-30 12:00 |  | 2869 | 0 | 0 | 4 | 1 | 13
2015-04-30 13:00 |  | 2870 | 0 | 0 | 4 | 1 | 14
2015-04-30 14:00 |  | 2871 | 0 | 0 | 4 | 1 | 15
2015-04-30 15:00 |  | 2872 | 0 | 0 | 4 | 1 | 16
2015-04-30 16:00 |  | 2873 | 0 | 0 | 4 | 1 | 17
2015-04-30 17:00 |  | 2874 | 0 | 0 | 4 | 1 | 18
2015-04-30 18:00 |  | 2875 | 0 | 0 | 4 | 1 | 19
2015-04-30 19:00 |  | 2876 | 0 | 0 | 4 | 1 | 20
2015-04-30 20:00 |  | 2877 | 0 | 0 | 4 | 1 | 21
2015-04-30 21:00 |  | 2878 | 0 | 0 | 4 | 1 | 22
2015-04-30 22:00 |  | 2879 | 0 | 0 | 4 | 1 | 23
2015-04-30 23:00 |  | 2880 | 0 | 0 | 4 | 1 | 24
2015-05-01 | Workday | 2881 | 0 | 0 | 5 | 1 | 1
2015-05-01 01:00 |  | 2882 | 0 | 0 | 5 | 1 | 2
2015-05-01 02:00 |  | 2883 | 0 | 0 | 5 | 1 | 3
2015-05-01 03:00 |  | 2884 | 0 | 0 | 5 | 1 | 4
2015-05-01 04:00 |  | 2885 | 0 | 0 | 5 | 1 | 5
2015-05-01 05:00 |  | 2886 | 0 | 0 | 5 | 1 | 6
2015-05-01 06:00 |  | 2887 | 0 | 0 | 5 | 1 | 7
2015-05-01 07:00 |  | 2888 | 0 | 0 | 5 | 1 | 8
2015-05-01 08:00 |  | 2889 | 0 | 0 | 5 | 1 | 9
2015-05-01 09:00 |  | 2890 | 0 | 0 | 5 | 1 | 10
2015-05-01 10:00 |  | 2891 | 0 | 0 | 5 | 1 | 11
2015-05-01 11:00 |  | 2892 | 0 | 0 | 5 | 1 | 12
2015-05-01 12:00 |  | 2893 | 0 | 0 | 5 | 1 | 13
2015-05-01 13:00 |  | 2894 | 0 | 0 | 5 | 1 | 14
2015-05-01 14:00 |  | 2895 | 0 | 0 | 5 | 1 | 15
2015-05-01 15:00 |  | 2896 | 0 | 0 | 5 | 1 | 16
2015-05-01 16:00 |  | 2897 | 0 | 0 | 5 | 1 | 17
2015-05-01 17:00 |  | 2898 | 0 | 0 | 5 | 1 | 18
2015-05-01 18:00 |  | 2899 | 0 | 0 | 5 | 1 | 19
2015-05-01 19:00 |  | 2900 | 0 | 0 | 5 | 1 | 20
2015-05-01 20:00 |  | 2901 | 0 | 0 | 5 | 1 | 21
2015-05-01 21:00 |  | 2902 | 0 | 0 | 5 | 1 | 22
2015-05-01 22:00 |  | 2903 | 0 | 0 | 5 | 1 | 23
2015-05-01 23:00 |  | 2904 | 0 | 0 | 5 | 1 | 24
2015-05-02 | Saturday | 2905 | 0 | 0 | 6 | 2 | 1
2015-05-02 01:00 |  | 2906 | 0 | 0 | 6 | 2 | 2
2015-05-02 02:00 |  | 2907 | 0 | 0 | 6 | 2 | 3
2015-05-02 03:00 |  | 2908 | 0 | 0 | 6 | 2 | 4
2015-05-02 04:00 |  | 2909 | 0 | 0 | 6 | 2 | 5
2015-05-02 05:00 |  | 2910 | 0 | 0 | 6 | 2 | 6
2015-05-02 06:00 |  | 2911 | 0 | 0 | 6 | 2 | 7
2015-05-02 07:00 |  | 2912 | 0 | 0 | 6 | 2 | 8
2015-05-02 08:00 |  | 2913 | 0 | 0 | 6 | 2 | 9
2015-05-02 09:00 |  | 2914 | 0 | 0 | 6 | 2 | 10
2015-05-02 10:00 |  | 2915 | 0 | 0 | 6 | 2 | 11
2015-05-02 11:00 |  | 2916 | 0 | 0 | 6 | 2 | 12
2015-05-02 12:00 |  | 2917 | 0 | 0 | 6 | 2 | 13
2015-05-02 13:00 |  | 2918 | 0 | 0 | 6 | 2 | 14
2015-05-02 14:00 |  | 2919 | 0 | 0 | 6 | 2 | 15
2015-05-02 15:00 |  | 2920 | 0 | 0 | 6 | 2 | 16
2015-05-02 16:00 |  | 2921 | 0 | 0 | 6 | 2 | 17
2015-05-02 17:00 |  | 2922 | 0 | 0 | 6 | 2 | 18
2015-05-02 18:00 |  | 2923 | 0 | 0 | 6 | 2 | 19
2015-05-02 19:00 |  | 2924 | 0 | 0 | 6 | 2 | 20
2015-05-02 20:00 |  | 2925 | 0 | 0 | 6 | 2 | 21
2015-05-02 21:00 |  | 2926 | 0 | 0 | 6 | 2 | 22
2015-05-02 22:00 |  | 2927 | 0 | 0 | 6 | 2 | 23
2015-05-02 23:00 |  | 2928 | 0 | 0 | 6 | 2 | 24
2015-05-03 | Holiday | 2929 | 0 | 0 | 7 | 3 | 1
2015-05-03 01:00 |  | 2930 | 0 | 0 | 7 | 3 | 2
2015-05-03 02:00 |  | 2931 | 0 | 0 | 7 | 3 | 3
2015-05-03 03:00 |  | 2932 | 0 | 0 | 7 | 3 | 4
2015-05-03 04:00 |  | 2933 | 0 | 0 | 7 | 3 | 5
2015-05-03 05:00 |  | 2934 | 0 | 0 | 7 | 3 | 6
2015-05-03 06:00 |  | 2935 | 0 | 0 | 7 | 3 | 7
2015-05-03 07:00 |  | 2936 | 0 | 0 | 7 | 3 | 8
2015-05-03 08:00 |  | 2937 | 0 | 0 | 7 | 3 | 9
2015-05-03 09:00 |  | 2938 | 0 | 0 | 7 | 3 | 10
2015-05-03 10:00 |  | 2939 | 0 | 0 | 7 | 3 | 11
2015-05-03 11:00 |  | 2940 | 0 | 0 | 7 | 3 | 12
2015-05-03 12:00 |  | 2941 | 0 | 0 | 7 | 3 | 13
2015-05-03 13:00 |  | 2942 | 0 | 0 | 7 | 3 | 14
2015-05-03 14:00 |  | 2943 | 0 | 0 | 7 | 3 | 15
2015-05-03 15:00 |  | 2944 | 0 | 0 | 7 | 3 | 16
2015-05-03 16:00 |  | 2945 | 0 | 0 | 7 | 3 | 17
2015-05-03 17:00 |  | 2946 | 0 | 0 | 7 | 3 | 18
2015-05-03 18:00 |  | 2947 | 0 | 0 | 7 | 3 | 19
2015-05-03 19:00 |  | 2948 | 0 | 0 | 7 | 3 | 20
2015-05-03 20:00 |  | 2949 | 0 | 0 | 7 | 3 | 21
2015-05-03 21:00 |  | 2950 | 0 | 0 | 7 | 3 | 22
2015-05-03 22:00 |  | 2951 | 0 | 0 | 7 | 3 | 23
2015-05-03 23:00 |  | 2952 | 0 | 0 | 7 | 3 | 24
2015-05-04 | Workday | 2953 | 0 | 0 | 1 | 1 | 1
2015-05-04 01:00 |  | 2954 | 0 | 0 | 1 | 1 | 2
2015-05-04 02:00 |  | 2955 | 0 | 0 | 1 | 1 | 3
2015-05-04 03:00 |  | 2956 | 0 | 0 | 1 | 1 | 4
2015-05-04 04:00 |  | 2957 | 0 | 0 | 1 | 1 | 5
2015-05-04 05:00 |  | 2958 | 0 | 0 | 1 | 1 | 6
2015-05-04 06:00 |  | 2959 | 0 | 0 | 1 | 1 | 7
2015-05-04 07:00 |  | 2960 | 0 | 0 | 1 | 1 | 8
2015-05-04 08:00 |  | 2961 | 0 | 0 | 1 | 1 | 9
2015-05-04 09:00 |  | 2962 | 0 | 0 | 1 | 1 | 10
2015-05-04 10:00 |  | 2963 | 0 | 0 | 1 | 1 | 11
2015-05-04 11:00 |  | 2964 | 0 | 0 | 1 | 1 | 12
2015-05-04 12:00 |  | 2965 | 0 | 0 | 1 | 1 | 13
2015-05-04 13:00 |  | 2966 | 0 | 0 | 1 | 1 | 14
2015-05-04 14:00 |  | 2967 | 0 | 0 | 1 | 1 | 15
2015-05-04 15:00 |  | 2968 | 0 | 0 | 1 | 1 | 16
2015-05-04 16:00 |  | 2969 | 0 | 0 | 1 | 1 | 17
2015-05-04 17:00 |  | 2970 | 0 | 0 | 1 | 1 | 18
2015-05-04 18:00 |  | 2971 | 0 | 0 | 1 | 1 | 19
2015-05-04 19:00 |  | 2972 | 0 | 0 | 1 | 1 | 20
2015-05-04 20:00 |  | 2973 | 0 | 0 | 1 | 1 | 21
2015-05-04 21:00 |  | 2974 | 0 | 0 | 1 | 1 | 22
2015-05-04 22:00 |  | 2975 | 0 | 0 | 1 | 1 | 23
2015-05-04 23:00 |  | 2976 | 0 | 0 | 1 | 1 | 24
2015-05-05 | Workday | 2977 | 0 | 0 | 2 | 1 | 1
2015-05-05 01:00 |  | 2978 | 0 | 0 | 2 | 1 | 2
2015-05-05 02:00 |  | 2979 | 0 | 0 | 2 | 1 | 3
2015-05-05 03:00 |  | 2980 | 0 | 0 | 2 | 1 | 4
2015-05-05 04:00 |  | 2981 | 0 | 0 | 2 | 1 | 5
2015-05-05 05:00 |  | 2982 | 0 | 0 | 2 | 1 | 6
2015-05-05 06:00 |  | 2983 | 0 | 0 | 2 | 1 | 7
2015-05-05 07:00 |  | 2984 | 0 | 0 | 2 | 1 | 8
2015-05-05 08:00 |  | 2985 | 0 | 0 | 2 | 1 | 9
2015-05-05 09:00 |  | 2986 | 0 | 0 | 2 | 1 | 10
2015-05-05 10:00 |  | 2987 | 0 | 0 | 2 | 1 | 11
2015-05-05 11:00 |  | 2988 | 0 | 0 | 2 | 1 | 12
2015-05-05 12:00 |  | 2989 | 0 | 0 | 2 | 1 | 13
2015-05-05 13:00 |  | 2990 | 0 | 0 | 2 | 1 | 14
2015-05-05 14:00 |  | 2991 | 0 | 0 | 2 | 1 | 15
2015-05-05 15:00 |  | 2992 | 0 | 0 | 2 | 1 | 16
2015-05-05 16:00 |  | 2993 | 0 | 0 | 2 | 1 | 17
2015-05-05 17:00 |  | 2994 | 0 | 0 | 2 | 1 | 18
2015-05-05 18:00 |  | 2995 | 0 | 0 | 2 | 1 | 19
2015-05-05 19:00 |  | 2996 | 0 | 0 | 2 | 1 | 20
2015-05-05 20:00 |  | 2997 | 0 | 0 | 2 | 1 | 21
2015-05-05 21:00 |  | 2998 | 0 | 0 | 2 | 1 | 22
2015-05-05 22:00 |  | 2999 | 0 | 0 | 2 | 1 | 23
2015-05-05 23:00 |  | 3000 | 0 | 0 | 2 | 1 | 24
2015-05-06 | Workday | 3001 | 0 | 0 | 3 | 1 | 1
2015-05-06 01:00 |  | 3002 | 0 | 0 | 3 | 1 | 2
2015-05-06 02:00 |  | 3003 | 0 | 0 | 3 | 1 | 3
2015-05-06 03:00 |  | 3004 | 0 | 0 | 3 | 1 | 4
2015-05-06 04:00 |  | 3005 | 0 | 0 | 3 | 1 | 5
2015-05-06 05:00 |  | 3006 | 0 | 0 | 3 | 1 | 6
2015-05-06 06:00 |  | 3007 | 0 | 0 | 3 | 1 | 7
2015-05-06 07:00 |  | 3008 | 0 | 0 | 3 | 1 | 8
2015-05-06 08:00 |  | 3009 | 0 | 0 | 3 | 1 | 9
2015-05-06 09:00 |  | 3010 | 0 | 0 | 3 | 1 | 10
2015-05-06 10:00 |  | 3011 | 0 | 0 | 3 | 1 | 11
2015-05-06 11:00 |  | 3012 | 0 | 0 | 3 | 1 | 12
2015-05-06 12:00 |  | 3013 | 0 | 0 | 3 | 1 | 13
2015-05-06 13:00 |  | 3014 | 0 | 0 | 3 | 1 | 14
2015-05-06 14:00 |  | 3015 | 0 | 0 | 3 | 1 | 15
2015-05-06 15:00 |  | 3016 | 0 | 0 | 3 | 1 | 16
2015-05-06 16:00 |  | 3017 | 0 | 0 | 3 | 1 | 17
2015-05-06 17:00 |  | 3018 | 0 | 0 | 3 | 1 | 18
2015-05-06 18:00 |  | 3019 | 0 | 0 | 3 | 1 | 19
2015-05-06 19:00 |  | 3020 | 0 | 0 | 3 | 1 | 20
2015-05-06 20:00 |  | 3021 | 0 | 0 | 3 | 1 | 21
2015-05-06 21:00 |  | 3022 | 0 | 0 | 3 | 1 | 22
2015-05-06 22:00 |  | 3023 | 0 | 0 | 3 | 1 | 23
2015-05-06 23:00 |  | 3024 | 0 | 0 | 3 | 1 | 24
2015-05-07 | Workday | 3025 | 0 | 0 | 4 | 1 | 1
2015-05-07 01:00 |  | 3026 | 0 | 0 | 4 | 1 | 2
2015-05-07 02:00 |  | 3027 | 0 | 0 | 4 | 1 | 3
2015-05-07 03:00 |  | 3028 | 0 | 0 | 4 | 1 | 4
2015-05-07 04:00 |  | 3029 | 0 | 0 | 4 | 1 | 5
2015-05-07 05:00 |  | 3030 | 0 | 0 | 4 | 1 | 6
2015-05-07 06:00 |  | 3031 | 0 | 0 | 4 | 1 | 7
2015-05-07 07:00 |  | 3032 | 0 | 0 | 4 | 1 | 8
2015-05-07 08:00 |  | 3033 | 0 | 0 | 4 | 1 | 9
2015-05-07 09:00 |  | 3034 | 0 | 0 | 4 | 1 | 10
2015-05-07 10:00 |  | 3035 | 0 | 0 | 4 | 1 | 11
2015-05-07 11:00 |  | 3036 | 0 | 0 | 4 | 1 | 12
2015-05-07 12:00 |  | 3037 | 0 | 0 | 4 | 1 | 13
2015-05-07 13:00 |  | 3038 | 0 | 0 | 4 | 1 | 14
2015-05-07 14:00 |  | 3039 | 0 | 0 | 4 | 1 | 15
2015-05-07 15:00 |  | 3040 | 0 | 0 | 4 | 1 | 16
2015-05-07 16:00 |  | 3041 | 0 | 0 | 4 | 1 | 17
2015-05-07 17:00 |  | 3042 | 0 | 0 | 4 | 1 | 18
2015-05-07 18:00 |  | 3043 | 0 | 0 | 4 | 1 | 19
2015-05-07 19:00 |  | 3044 | 0 | 0 | 4 | 1 | 20
2015-05-07 20:00 |  | 3045 | 0 | 0 | 4 | 1 | 21
2015-05-07 21:00 |  | 3046 | 0 | 0 | 4 | 1 | 22
2015-05-07 22:00 |  | 3047 | 0 | 0 | 4 | 1 | 23
2015-05-07 23:00 |  | 3048 | 0 | 0 | 4 | 1 | 24
2015-05-08 | Workday | 3049 | 0 | 0 | 5 | 1 | 1
2015-05-08 01:00 |  | 3050 | 0 | 0 | 5 | 1 | 2
2015-05-08 02:00 |  | 3051 | 0 | 0 | 5 | 1 | 3
2015-05-08 03:00 |  | 3052 | 0 | 0 | 5 | 1 | 4
2015-05-08 04:00 |  | 3053 | 0 | 0 | 5 | 1 | 5
2015-05-08 05:00 |  | 3054 | 0 | 0 | 5 | 1 | 6
2015-05-08 06:00 |  | 3055 | 0 | 0 | 5 | 1 | 7
2015-05-08 07:00 |  | 3056 | 0 | 0 | 5 | 1 | 8
2015-05-08 08:00 |  | 3057 | 0 | 0 | 5 | 1 | 9
2015-05-08 09:00 |  | 3058 | 0 | 0 | 5 | 1 | 10
2015-05-08 10:00 |  | 3059 | 0 | 0 | 5 | 1 | 11
2015-05-08 11:00 |  | 3060 | 0 | 0 | 5 | 1 | 12
2015-05-08 12:00 |  | 3061 | 0 | 0 | 5 | 1 | 13
2015-05-08 13:00 |  | 3062 | 0 | 0 | 5 | 1 | 14
2015-05-08 14:00 |  | 3063 | 0 | 0 | 5 | 1 | 15
2015-05-08 15:00 |  | 3064 | 0 | 0 | 5 | 1 | 16
2015-05-08 16:00 |  | 3065 | 0 | 0 | 5 | 1 | 17
2015-05-08 17:00 |  | 3066 | 0 | 0 | 5 | 1 | 18
2015-05-08 18:00 |  | 3067 | 0 | 0 | 5 | 1 | 19
2015-05-08 19:00 |  | 3068 | 0 | 0 | 5 | 1 | 20
2015-05-08 20:00 |  | 3069 | 0 | 0 | 5 | 1 | 21
2015-05-08 21:00 |  | 3070 | 0 | 0 | 5 | 1 | 22
2015-05-08 22:00 |  | 3071 | 0 | 0 | 5 | 1 | 23
2015-05-08 23:00 |  | 3072 | 0 | 0 | 5 | 1 | 24
2015-05-09 | Saturday | 3073 | 0 | 0 | 6 | 2 | 1
2015-05-09 01:00 |  | 3074 | 0 | 0 | 6 | 2 | 2
2015-05-09 02:00 |  | 3075 | 0 | 0 | 6 | 2 | 3
2015-05-09 03:00 |  | 3076 | 0 | 0 | 6 | 2 | 4
2015-05-09 04:00 |  | 3077 | 0 | 0 | 6 | 2 | 5
2015-05-09 05:00 |  | 3078 | 0 | 0 | 6 | 2 | 6
2015-05-09 06:00 |  | 3079 | 0 | 0 | 6 | 2 | 7
2015-05-09 07:00 |  | 3080 | 0 | 0 | 6 | 2 | 8
2015-05-09 08:00 |  | 3081 | 0 | 0 | 6 | 2 | 9
2015-05-09 09:00 |  | 3082 | 0 | 0 | 6 | 2 | 10
2015-05-09 10:00 |  | 3083 | 0 | 0 | 6 | 2 | 11
2015-05-09 11:00 |  | 3084 | 0 | 0 | 6 | 2 | 12
2015-05-09 12:00 |  | 3085 | 0 | 0 | 6 | 2 | 13
2015-05-09 13:00 |  | 3086 | 0 | 0 | 6 | 2 | 14
2015-05-09 14:00 |  | 3087 | 0 | 0 | 6 | 2 | 15
2015-05-09 15:00 |  | 3088 | 0 | 0 | 6 | 2 | 16
2015-05-09 16:00 |  | 3089 | 0 | 0 | 6 | 2 | 17
2015-05-09 17:00 |  | 3090 | 0 | 0 | 6 | 2 | 18
2015-05-09 18:00 |  | 3091 | 0 | 0 | 6 | 2 | 19
2015-05-09 19:00 |  | 3092 | 0 | 0 | 6 | 2 | 20
2015-05-09 20:00 |  | 3093 | 0 | 0 | 6 | 2 | 21
2015-05-09 21:00 |  | 3094 | 0 | 0 | 6 | 2 | 22
2015-05-09 22:00 |  | 3095 | 0 | 0 | 6 | 2 | 23
2015-05-09 23:00 |  | 3096 | 0 | 0 | 6 | 2 | 24
2015-05-10 | Holiday | 3097 | 0 | 0 | 7 | 3 | 1
2015-05-10 01:00 |  | 3098 | 0 | 0 | 7 | 3 | 2
2015-05-10 02:00 |  | 3099 | 0 | 0 | 7 | 3 | 3
2015-05-10 03:00 |  | 3100 | 0 | 0 | 7 | 3 | 4
2015-05-10 04:00 |  | 3101 | 0 | 0 | 7 | 3 | 5
2015-05-10 05:00 |  | 3102 | 0 | 0 | 7 | 3 | 6
2015-05-10 06:00 |  | 3103 | 0 | 0 | 7 | 3 | 7
2015-05-10 07:00 |  | 3104 | 0 | 0 | 7 | 3 | 8
2015-05-10 08:00 |  | 3105 | 0 | 0 | 7 | 3 | 9
2015-05-10 09:00 |  | 3106 | 0 | 0 | 7 | 3 | 10
2015-05-10 10:00 |  | 3107 | 0 | 0 | 7 | 3 | 11
2015-05-10 11:00 |  | 3108 | 0 | 0 | 7 | 3 | 12
2015-05-10 12:00 |  | 3109 | 0 | 0 | 7 | 3 | 13
2015-05-10 13:00 |  | 3110 | 0 | 0 | 7 | 3 | 14
2015-05-10 14:00 |  | 3111 | 0 | 0 | 7 | 3 | 15
2015-05-10 15:00 |  | 3112 | 0 | 0 | 7 | 3 | 16
2015-05-10 16:00 |  | 3113 | 0 | 0 | 7 | 3 | 17
2015-05-10 17:00 |  | 3114 | 0 | 0 | 7 | 3 | 18
2015-05-10 18:00 |  | 3115 | 0 | 0 | 7 | 3 | 19
2015-05-10 19:00 |  | 3116 | 0 | 0 | 7 | 3 | 20
2015-05-10 20:00 |  | 3117 | 0 | 0 | 7 | 3 | 21
2015-05-10 21:00 |  | 3118 | 0 | 0 | 7 | 3 | 22
2015-05-10 22:00 |  | 3119 | 0 | 0 | 7 | 3 | 23
2015-05-10 23:00 |  | 3120 | 0 | 0 | 7 | 3 | 24
2015-05-11 | Workday | 3121 | 0 | 0 | 1 | 1 | 1
2015-05-11 01:00 |  | 3122 | 0 | 0 | 1 | 1 | 2
2015-05-11 02:00 |  | 3123 | 0 | 0 | 1 | 1 | 3
2015-05-11 03:00 |  | 3124 | 0 | 0 | 1 | 1 | 4
2015-05-11 04:00 |  | 3125 | 0 | 0 | 1 | 1 | 5
2015-05-11 05:00 |  | 3126 | 0 | 0 | 1 | 1 | 6
2015-05-11 06:00 |  | 3127 | 0 | 0 | 1 | 1 | 7
2015-05-11 07:00 |  | 3128 | 0 | 0 | 1 | 1 | 8
2015-05-11 08:00 |  | 3129 | 0 | 0 | 1 | 1 | 9
2015-05-11 09:00 |  | 3130 | 0 | 0 | 1 | 1 | 10
2015-05-11 10:00 |  | 3131 | 0 | 0 | 1 | 1 | 11
2015-05-11 11:00 |  | 3132 | 0 | 0 | 1 | 1 | 12
2015-05-11 12:00 |  | 3133 | 0 | 0 | 1 | 1 | 13
2015-05-11 13:00 |  | 3134 | 0 | 0 | 1 | 1 | 14
2015-05-11 14:00 |  | 3135 | 0 | 0 | 1 | 1 | 15
2015-05-11 15:00 |  | 3136 | 0 | 0 | 1 | 1 | 16
2015-05-11 16:00 |  | 3137 | 0 | 0 | 1 | 1 | 17
2015-05-11 17:00 |  | 3138 | 0 | 0 | 1 | 1 | 18
2015-05-11 18:00 |  | 3139 | 0 | 0 | 1 | 1 | 19
2015-05-11 19:00 |  | 3140 | 0 | 0 | 1 | 1 | 20
2015-05-11 20:00 |  | 3141 | 0 | 0 | 1 | 1 | 21
2015-05-11 21:00 |  | 3142 | 0 | 0 | 1 | 1 | 22
2015-05-11 22:00 |  | 3143 | 0 | 0 | 1 | 1 | 23
2015-05-11 23:00 |  | 3144 | 0 | 0 | 1 | 1 | 24
2015-05-12 | Workday | 3145 | 0 | 0 | 2 | 1 | 1
2015-05-12 01:00 |  | 3146 | 0 | 0 | 2 | 1 | 2
2015-05-12 02:00 |  | 3147 | 0 | 0 | 2 | 1 | 3
2015-05-12 03:00 |  | 3148 | 0 | 0 | 2 | 1 | 4
2015-05-12 04:00 |  | 3149 | 0 | 0 | 2 | 1 | 5
2015-05-12 05:00 |  | 3150 | 0 | 0 | 2 | 1 | 6
2015-05-12 06:00 |  | 3151 | 0 | 0 | 2 | 1 | 7
2015-05-12 07:00 |  | 3152 | 0 | 0 | 2 | 1 | 8
2015-05-12 08:00 |  | 3153 | 0 | 0 | 2 | 1 | 9
2015-05-12 09:00 |  | 3154 | 0 | 0 | 2 | 1 | 10
2015-05-12 10:00 |  | 3155 | 0 | 0 | 2 | 1 | 11
2015-05-12 11:00 |  | 3156 | 0 | 0 | 2 | 1 | 12
2015-05-12 12:00 |  | 3157 | 0 | 0 | 2 | 1 | 13
2015-05-12 13:00 |  | 3158 | 0 | 0 | 2 | 1 | 14
2015-05-12 14:00 |  | 3159 | 0 | 0 | 2 | 1 | 15
2015-05-12 15:00 |  | 3160 | 0 | 0 | 2 | 1 | 16
2015-05-12 16:00 |  | 3161 | 0 | 0 | 2 | 1 | 17
2015-05-12 17:00 |  | 3162 | 0 | 0 | 2 | 1 | 18
2015-05-12 18:00 |  | 3163 | 0 | 0 | 2 | 1 | 19
2015-05-12 19:00 |  | 3164 | 0 | 0 | 2 | 1 | 20
2015-05-12 20:00 |  | 3165 | 0 | 0 | 2 | 1 | 21
2015-05-12 21:00 |  | 3166 | 0 | 0 | 2 | 1 | 22
2015-05-12 22:00 |  | 3167 | 0 | 0 | 2 | 1 | 23
2015-05-12 23:00 |  | 3168 | 0 | 0 | 2 | 1 | 24
2015-05-13 | Workday | 3169 | 0 | 0 | 3 | 1 | 1
2015-05-13 01:00 |  | 3170 | 0 | 0 | 3 | 1 | 2
2015-05-13 02:00 |  | 3171 | 0 | 0 | 3 | 1 | 3
2015-05-13 03:00 |  | 3172 | 0 | 0 | 3 | 1 | 4
2015-05-13 04:00 |  | 3173 | 0 | 0 | 3 | 1 | 5
2015-05-13 05:00 |  | 3174 | 0 | 0 | 3 | 1 | 6
2015-05-13 06:00 |  | 3175 | 0 | 0 | 3 | 1 | 7
2015-05-13 07:00 |  | 3176 | 0 | 0 | 3 | 1 | 8
2015-05-13 08:00 |  | 3177 | 0 | 0 | 3 | 1 | 9
2015-05-13 09:00 |  | 3178 | 0 | 0 | 3 | 1 | 10
2015-05-13 10:00 |  | 3179 | 0 | 0 | 3 | 1 | 11
2015-05-13 11:00 |  | 3180 | 0 | 0 | 3 | 1 | 12
2015-05-13 12:00 |  | 3181 | 0 | 0 | 3 | 1 | 13
2015-05-13 13:00 |  | 3182 | 0 | 0 | 3 | 1 | 14
2015-05-13 14:00 |  | 3183 | 0 | 0 | 3 | 1 | 15
2015-05-13 15:00 |  | 3184 | 0 | 0 | 3 | 1 | 16
2015-05-13 16:00 |  | 3185 | 0 | 0 | 3 | 1 | 17
2015-05-13 17:00 |  | 3186 | 0 | 0 | 3 | 1 | 18
2015-05-13 18:00 |  | 3187 | 0 | 0 | 3 | 1 | 19
2015-05-13 19:00 |  | 3188 | 0 | 0 | 3 | 1 | 20
2015-05-13 20:00 |  | 3189 | 0 | 0 | 3 | 1 | 21
2015-05-13 21:00 |  | 3190 | 0 | 0 | 3 | 1 | 22
2015-05-13 22:00 |  | 3191 | 0 | 0 | 3 | 1 | 23
2015-05-13 23:00 |  | 3192 | 0 | 0 | 3 | 1 | 24
2015-05-14 | Workday | 3193 | 0 | 0 | 4 | 1 | 1
2015-05-14 01:00 |  | 3194 | 0 | 0 | 4 | 1 | 2
2015-05-14 02:00 |  | 3195 | 0 | 0 | 4 | 1 | 3
2015-05-14 03:00 |  | 3196 | 0 | 0 | 4 | 1 | 4
2015-05-14 04:00 |  | 3197 | 0 | 0 | 4 | 1 | 5
2015-05-14 05:00 |  | 3198 | 0 | 0 | 4 | 1 | 6
2015-05-14 06:00 |  | 3199 | 0 | 0 | 4 | 1 | 7
2015-05-14 07:00 |  | 3200 | 0 | 0 | 4 | 1 | 8
2015-05-14 08:00 |  | 3201 | 0 | 0 | 4 | 1 | 9
2015-05-14 09:00 |  | 3202 | 0 | 0 | 4 | 1 | 10
2015-05-14 10:00 |  | 3203 | 0 | 0 | 4 | 1 | 11
2015-05-14 11:00 |  | 3204 | 0 | 0 | 4 | 1 | 12
2015-05-14 12:00 |  | 3205 | 0 | 0 | 4 | 1 | 13
2015-05-14 13:00 |  | 3206 | 0 | 0 | 4 | 1 | 14
2015-05-14 14:00 |  | 3207 | 0 | 0 | 4 | 1 | 15
2015-05-14 15:00 |  | 3208 | 0 | 0 | 4 | 1 | 16
2015-05-14 16:00 |  | 3209 | 0 | 0 | 4 | 1 | 17
2015-05-14 17:00 |  | 3210 | 0 | 0 | 4 | 1 | 18
2015-05-14 18:00 |  | 3211 | 0 | 0 | 4 | 1 | 19
2015-05-14 19:00 |  | 3212 | 0 | 0 | 4 | 1 | 20
2015-05-14 20:00 |  | 3213 | 0 | 0 | 4 | 1 | 21
2015-05-14 21:00 |  | 3214 | 0 | 0 | 4 | 1 | 22
2015-05-14 22:00 |  | 3215 | 0 | 0 | 4 | 1 | 23
2015-05-14 23:00 |  | 3216 | 0 | 0 | 4 | 1 | 24
2015-05-15 | Workday | 3217 | 0 | 0 | 5 | 1 | 1
2015-05-15 01:00 |  | 3218 | 0 | 0 | 5 | 1 | 2
2015-05-15 02:00 |  | 3219 | 0 | 0 | 5 | 1 | 3
2015-05-15 03:00 |  | 3220 | 0 | 0 | 5 | 1 | 4
2015-05-15 04:00 |  | 3221 | 0 | 0 | 5 | 1 | 5
2015-05-15 05:00 |  | 3222 | 0 | 0 | 5 | 1 | 6
2015-05-15 06:00 |  | 3223 | 0 | 0 | 5 | 1 | 7
2015-05-15 07:00 |  | 3224 | 0 | 0 | 5 | 1 | 8
2015-05-15 08:00 |  | 3225 | 0 | 0 | 5 | 1 | 9
2015-05-15 09:00 |  | 3226 | 0 | 0 | 5 | 1 | 10
2015-05-15 10:00 |  | 3227 | 0 | 0 | 5 | 1 | 11
2015-05-15 11:00 |  | 3228 | 0 | 0 | 5 | 1 | 12
2015-05-15 12:00 |  | 3229 | 0 | 0 | 5 | 1 | 13
2015-05-15 13:00 |  | 3230 | 0 | 0 | 5 | 1 | 14
2015-05-15 14:00 |  | 3231 | 0 | 0 | 5 | 1 | 15
2015-05-15 15:00 |  | 3232 | 0 | 0 | 5 | 1 | 16
2015-05-15 16:00 |  | 3233 | 0 | 0 | 5 | 1 | 17
2015-05-15 17:00 |  | 3234 | 0 | 0 | 5 | 1 | 18
2015-05-15 18:00 |  | 3235 | 0 | 0 | 5 | 1 | 19
2015-05-15 19:00 |  | 3236 | 0 | 0 | 5 | 1 | 20
2015-05-15 20:00 |  | 3237 | 0 | 0 | 5 | 1 | 21
2015-05-15 21:00 |  | 3238 | 0 | 0 | 5 | 1 | 22
2015-05-15 22:00 |  | 3239 | 0 | 0 | 5 | 1 | 23
2015-05-15 23:00 |  | 3240 | 0 | 0 | 5 | 1 | 24
2015-05-16 | Saturday | 3241 | 0 | 0 | 6 | 2 | 1
2015-05-16 01:00 |  | 3242 | 0 | 0 | 6 | 2 | 2
2015-05-16 02:00 |  | 3243 | 0 | 0 | 6 | 2 | 3
2015-05-16 03:00 |  | 3244 | 0 | 0 | 6 | 2 | 4
2015-05-16 04:00 |  | 3245 | 0 | 0 | 6 | 2 | 5
2015-05-16 05:00 |  | 3246 | 0 | 0 | 6 | 2 | 6
2015-05-16 06:00 |  | 3247 | 0 | 0 | 6 | 2 | 7
2015-05-16 07:00 |  | 3248 | 0 | 0 | 6 | 2 | 8
2015-05-16 08:00 |  | 3249 | 0 | 0 | 6 | 2 | 9
2015-05-16 09:00 |  | 3250 | 0 | 0 | 6 | 2 | 10
2015-05-16 10:00 |  | 3251 | 0 | 0 | 6 | 2 | 11
2015-05-16 11:00 |  | 3252 | 0 | 0 | 6 | 2 | 12
2015-05-16 12:00 |  | 3253 | 0 | 0 | 6 | 2 | 13
2015-05-16 13:00 |  | 3254 | 0 | 0 | 6 | 2 | 14
2015-05-16 14:00 |  | 3255 | 0 | 0 | 6 | 2 | 15
2015-05-16 15:00 |  | 3256 | 0 | 0 | 6 | 2 | 16
2015-05-16 16:00 |  | 3257 | 0 | 0 | 6 | 2 | 17
2015-05-16 17:00 |  | 3258 | 0 | 0 | 6 | 2 | 18
2015-05-16 18:00 |  | 3259 | 0 | 0 | 6 | 2 | 19
2015-05-16 19:00 |  | 3260 | 0 | 0 | 6 | 2 | 20
2015-05-16 20:00 |  | 3261 | 0 | 0 | 6 | 2 | 21
2015-05-16 21:00 |  | 3262 | 0 | 0 | 6 | 2 | 22
2015-05-16 22:00 |  | 3263 | 0 | 0 | 6 | 2 | 23
2015-05-16 23:00 |  | 3264 | 0 | 0 | 6 | 2 | 24
2015-05-17 | Holiday | 3265 | 0 | 0 | 7 | 3 | 1
2015-05-17 01:00 |  | 3266 | 0 | 0 | 7 | 3 | 2
2015-05-17 02:00 |  | 3267 | 0 | 0 | 7 | 3 | 3
2015-05-17 03:00 |  | 3268 | 0 | 0 | 7 | 3 | 4
2015-05-17 04:00 |  | 3269 | 0 | 0 | 7 | 3 | 5
2015-05-17 05:00 |  | 3270 | 0 | 0 | 7 | 3 | 6
2015-05-17 06:00 |  | 3271 | 0 | 0 | 7 | 3 | 7
2015-05-17 07:00 |  | 3272 | 0 | 0 | 7 | 3 | 8
2015-05-17 08:00 |  | 3273 | 0 | 0 | 7 | 3 | 9
2015-05-17 09:00 |  | 3274 | 0 | 0 | 7 | 3 | 10
2015-05-17 10:00 |  | 3275 | 0 | 0 | 7 | 3 | 11
2015-05-17 11:00 |  | 3276 | 0 | 0 | 7 | 3 | 12
2015-05-17 12:00 |  | 3277 | 0 | 0 | 7 | 3 | 13
2015-05-17 13:00 |  | 3278 | 0 | 0 | 7 | 3 | 14
2015-05-17 14:00 |  | 3279 | 0 | 0 | 7 | 3 | 15
2015-05-17 15:00 |  | 3280 | 0 | 0 | 7 | 3 | 16
2015-05-17 16:00 |  | 3281 | 0 | 0 | 7 | 3 | 17
2015-05-17 17:00 |  | 3282 | 0 | 0 | 7 | 3 | 18
2015-05-17 18:00 |  | 3283 | 0 | 0 | 7 | 3 | 19
2015-05-17 19:00 |  | 3284 | 0 | 0 | 7 | 3 | 20
2015-05-17 20:00 |  | 3285 | 0 | 0 | 7 | 3 | 21
2015-05-17 21:00 |  | 3286 | 0 | 0 | 7 | 3 | 22
2015-05-17 22:00 |  | 3287 | 0 | 0 | 7 | 3 | 23
2015-05-17 23:00 |  | 3288 | 0 | 0 | 7 | 3 | 24
2015-05-18 | Workday | 3289 | 0 | 0 | 1 | 1 | 1
2015-05-18 01:00 |  | 3290 | 0 | 0 | 1 | 1 | 2
2015-05-18 02:00 |  | 3291 | 0 | 0 | 1 | 1 | 3
2015-05-18 03:00 |  | 3292 | 0 | 0 | 1 | 1 | 4
2015-05-18 04:00 |  | 3293 | 0 | 0 | 1 | 1 | 5
2015-05-18 05:00 |  | 3294 | 0 | 0 | 1 | 1 | 6
2015-05-18 06:00 |  | 3295 | 0 | 0 | 1 | 1 | 7
2015-05-18 07:00 |  | 3296 | 0 | 0 | 1 | 1 | 8
2015-05-18 08:00 |  | 3297 | 0 | 0 | 1 | 1 | 9
2015-05-18 09:00 |  | 3298 | 0 | 0 | 1 | 1 | 10
2015-05-18 10:00 |  | 3299 | 0 | 0 | 1 | 1 | 11
2015-05-18 11:00 |  | 3300 | 0 | 0 | 1 | 1 | 12
2015-05-18 12:00 |  | 3301 | 0 | 0 | 1 | 1 | 13
2015-05-18 13:00 |  | 3302 | 0 | 0 | 1 | 1 | 14
2015-05-18 14:00 |  | 3303 | 0 | 0 | 1 | 1 | 15
2015-05-18 15:00 |  | 3304 | 0 | 0 | 1 | 1 | 16
2015-05-18 16:00 |  | 3305 | 0 | 0 | 1 | 1 | 17
2015-05-18 17:00 |  | 3306 | 0 | 0 | 1 | 1 | 18
2015-05-18 18:00 |  | 3307 | 0 | 0 | 1 | 1 | 19
2015-05-18 19:00 |  | 3308 | 0 | 0 | 1 | 1 | 20
2015-05-18 20:00 |  | 3309 | 0 | 0 | 1 | 1 | 21
2015-05-18 21:00 |  | 3310 | 0 | 0 | 1 | 1 | 22
2015-05-18 22:00 |  | 3311 | 0 | 0 | 1 | 1 | 23
2015-05-18 23:00 |  | 3312 | 0 | 0 | 1 | 1 | 24
2015-05-19 | Workday | 3313 | 0 | 0 | 2 | 1 | 1
2015-05-19 01:00 |  | 3314 | 0 | 0 | 2 | 1 | 2
2015-05-19 02:00 |  | 3315 | 0 | 0 | 2 | 1 | 3
2015-05-19 03:00 |  | 3316 | 0 | 0 | 2 | 1 | 4
2015-05-19 04:00 |  | 3317 | 0 | 0 | 2 | 1 | 5
2015-05-19 05:00 |  | 3318 | 0 | 0 | 2 | 1 | 6
2015-05-19 06:00 |  | 3319 | 0 | 0 | 2 | 1 | 7
2015-05-19 07:00 |  | 3320 | 0 | 0 | 2 | 1 | 8
2015-05-19 08:00 |  | 3321 | 0 | 0 | 2 | 1 | 9
2015-05-19 09:00 |  | 3322 | 0 | 0 | 2 | 1 | 10
2015-05-19 10:00 |  | 3323 | 0 | 0 | 2 | 1 | 11
2015-05-19 11:00 |  | 3324 | 0 | 0 | 2 | 1 | 12
2015-05-19 12:00 |  | 3325 | 0 | 0 | 2 | 1 | 13
2015-05-19 13:00 |  | 3326 | 0 | 0 | 2 | 1 | 14
2015-05-19 14:00 |  | 3327 | 0 | 0 | 2 | 1 | 15
2015-05-19 15:00 |  | 3328 | 0 | 0 | 2 | 1 | 16
2015-05-19 16:00 |  | 3329 | 0 | 0 | 2 | 1 | 17
2015-05-19 17:00 |  | 3330 | 0 | 0 | 2 | 1 | 18
2015-05-19 18:00 |  | 3331 | 0 | 0 | 2 | 1 | 19
2015-05-19 19:00 |  | 3332 | 0 | 0 | 2 | 1 | 20
2015-05-19 20:00 |  | 3333 | 0 | 0 | 2 | 1 | 21
2015-05-19 21:00 |  | 3334 | 0 | 0 | 2 | 1 | 22
2015-05-19 22:00 |  | 3335 | 0 | 0 | 2 | 1 | 23
2015-05-19 23:00 |  | 3336 | 0 | 0 | 2 | 1 | 24
2015-05-20 | Workday | 3337 | 0 | 0 | 3 | 1 | 1
2015-05-20 01:00 |  | 3338 | 0 | 0 | 3 | 1 | 2
2015-05-20 02:00 |  | 3339 | 0 | 0 | 3 | 1 | 3
2015-05-20 03:00 |  | 3340 | 0 | 0 | 3 | 1 | 4
2015-05-20 04:00 |  | 3341 | 0 | 0 | 3 | 1 | 5
2015-05-20 05:00 |  | 3342 | 0 | 0 | 3 | 1 | 6
2015-05-20 06:00 |  | 3343 | 0 | 0 | 3 | 1 | 7
2015-05-20 07:00 |  | 3344 | 0 | 0 | 3 | 1 | 8
2015-05-20 08:00 |  | 3345 | 0 | 0 | 3 | 1 | 9
2015-05-20 09:00 |  | 3346 | 0 | 0 | 3 | 1 | 10
2015-05-20 10:00 |  | 3347 | 0 | 0 | 3 | 1 | 11
2015-05-20 11:00 |  | 3348 | 0 | 0 | 3 | 1 | 12
2015-05-20 12:00 |  | 3349 | 0 | 0 | 3 | 1 | 13
2015-05-20 13:00 |  | 3350 | 0 | 0 | 3 | 1 | 14
2015-05-20 14:00 |  | 3351 | 0 | 0 | 3 | 1 | 15
2015-05-20 15:00 |  | 3352 | 0 | 0 | 3 | 1 | 16
2015-05-20 16:00 |  | 3353 | 0 | 0 | 3 | 1 | 17
2015-05-20 17:00 |  | 3354 | 0 | 0 | 3 | 1 | 18
2015-05-20 18:00 |  | 3355 | 0 | 0 | 3 | 1 | 19
2015-05-20 19:00 |  | 3356 | 0 | 0 | 3 | 1 | 20
2015-05-20 20:00 |  | 3357 | 0 | 0 | 3 | 1 | 21
2015-05-20 21:00 |  | 3358 | 0 | 0 | 3 | 1 | 22
2015-05-20 22:00 |  | 3359 | 0 | 0 | 3 | 1 | 23
2015-05-20 23:00 |  | 3360 | 0 | 0 | 3 | 1 | 24
2015-05-21 | Workday | 3361 | 0 | 0 | 4 | 1 | 1
2015-05-21 01:00 |  | 3362 | 0 | 0 | 4 | 1 | 2
2015-05-21 02:00 |  | 3363 | 0 | 0 | 4 | 1 | 3
2015-05-21 03:00 |  | 3364 | 0 | 0 | 4 | 1 | 4
2015-05-21 04:00 |  | 3365 | 0 | 0 | 4 | 1 | 5
2015-05-21 05:00 |  | 3366 | 0 | 0 | 4 | 1 | 6
2015-05-21 06:00 |  | 3367 | 0 | 0 | 4 | 1 | 7
2015-05-21 07:00 |  | 3368 | 0 | 0 | 4 | 1 | 8
2015-05-21 08:00 |  | 3369 | 0 | 0 | 4 | 1 | 9
2015-05-21 09:00 |  | 3370 | 0 | 0 | 4 | 1 | 10
2015-05-21 10:00 |  | 3371 | 0 | 0 | 4 | 1 | 11
2015-05-21 11:00 |  | 3372 | 0 | 0 | 4 | 1 | 12
2015-05-21 12:00 |  | 3373 | 0 | 0 | 4 | 1 | 13
2015-05-21 13:00 |  | 3374 | 0 | 0 | 4 | 1 | 14
2015-05-21 14:00 |  | 3375 | 0 | 0 | 4 | 1 | 15
2015-05-21 15:00 |  | 3376 | 0 | 0 | 4 | 1 | 16
2015-05-21 16:00 |  | 3377 | 0 | 0 | 4 | 1 | 17
2015-05-21 17:00 |  | 3378 | 0 | 0 | 4 | 1 | 18
2015-05-21 18:00 |  | 3379 | 0 | 0 | 4 | 1 | 19
2015-05-21 19:00 |  | 3380 | 0 | 0 | 4 | 1 | 20
2015-05-21 20:00 |  | 3381 | 0 | 0 | 4 | 1 | 21
2015-05-21 21:00 |  | 3382 | 0 | 0 | 4 | 1 | 22
2015-05-21 22:00 |  | 3383 | 0 | 0 | 4 | 1 | 23
2015-05-21 23:00 |  | 3384 | 0 | 0 | 4 | 1 | 24
2015-05-22 | Workday | 3385 | 0 | 0 | 5 | 1 | 1
2015-05-22 01:00 |  | 3386 | 0 | 0 | 5 | 1 | 2
2015-05-22 02:00 |  | 3387 | 0 | 0 | 5 | 1 | 3
2015-05-22 03:00 |  | 3388 | 0 | 0 | 5 | 1 | 4
2015-05-22 04:00 |  | 3389 | 0 | 0 | 5 | 1 | 5
2015-05-22 05:00 |  | 3390 | 0 | 0 | 5 | 1 | 6
2015-05-22 06:00 |  | 3391 | 0 | 0 | 5 | 1 | 7
2015-05-22 07:00 |  | 3392 | 0 | 0 | 5 | 1 | 8
2015-05-22 08:00 |  | 3393 | 0 | 0 | 5 | 1 | 9
2015-05-22 09:00 |  | 3394 | 0 | 0 | 5 | 1 | 10
2015-05-22 10:00 |  | 3395 | 0 | 0 | 5 | 1 | 11
2015-05-22 11:00 |  | 3396 | 0 | 0 | 5 | 1 | 12
2015-05-22 12:00 |  | 3397 | 0 | 0 | 5 | 1 | 13
2015-05-22 13:00 |  | 3398 | 0 | 0 | 5 | 1 | 14
2015-05-22 14:00 |  | 3399 | 0 | 0 | 5 | 1 | 15
2015-05-22 15:00 |  | 3400 | 0 | 0 | 5 | 1 | 16
2015-05-22 16:00 |  | 3401 | 0 | 0 | 5 | 1 | 17
2015-05-22 17:00 |  | 3402 | 0 | 0 | 5 | 1 | 18
2015-05-22 18:00 |  | 3403 | 0 | 0 | 5 | 1 | 19
2015-05-22 19:00 |  | 3404 | 0 | 0 | 5 | 1 | 20
2015-05-22 20:00 |  | 3405 | 0 | 0 | 5 | 1 | 21
2015-05-22 21:00 |  | 3406 | 0 | 0 | 5 | 1 | 22
2015-05-22 22:00 |  | 3407 | 0 | 0 | 5 | 1 | 23
2015-05-22 23:00 |  | 3408 | 0 | 0 | 5 | 1 | 24
2015-05-23 | Saturday | 3409 | 0 | 0 | 6 | 2 | 1
2015-05-23 01:00 |  | 3410 | 0 | 0 | 6 | 2 | 2
2015-05-23 02:00 |  | 3411 | 0 | 0 | 6 | 2 | 3
2015-05-23 03:00 |  | 3412 | 0 | 0 | 6 | 2 | 4
2015-05-23 04:00 |  | 3413 | 0 | 0 | 6 | 2 | 5
2015-05-23 05:00 |  | 3414 | 0 | 0 | 6 | 2 | 6
2015-05-23 06:00 |  | 3415 | 0 | 0 | 6 | 2 | 7
2015-05-23 07:00 |  | 3416 | 0 | 0 | 6 | 2 | 8
2015-05-23 08:00 |  | 3417 | 0 | 0 | 6 | 2 | 9
2015-05-23 09:00 |  | 3418 | 0 | 0 | 6 | 2 | 10
2015-05-23 10:00 |  | 3419 | 0 | 0 | 6 | 2 | 11
2015-05-23 11:00 |  | 3420 | 0 | 0 | 6 | 2 | 12
2015-05-23 12:00 |  | 3421 | 0 | 0 | 6 | 2 | 13
2015-05-23 13:00 |  | 3422 | 0 | 0 | 6 | 2 | 14
2015-05-23 14:00 |  | 3423 | 0 | 0 | 6 | 2 | 15
2015-05-23 15:00 |  | 3424 | 0 | 0 | 6 | 2 | 16
2015-05-23 16:00 |  | 3425 | 0 | 0 | 6 | 2 | 17
2015-05-23 17:00 |  | 3426 | 0 | 0 | 6 | 2 | 18
2015-05-23 18:00 |  | 3427 | 0 | 0 | 6 | 2 | 19
2015-05-23 19:00 |  | 3428 | 0 | 0 | 6 | 2 | 20
2015-05-23 20:00 |  | 3429 | 0 | 0 | 6 | 2 | 21
2015-05-23 21:00 |  | 3430 | 0 | 0 | 6 | 2 | 22
2015-05-23 22:00 |  | 3431 | 0 | 0 | 6 | 2 | 23
2015-05-23 23:00 |  | 3432 | 0 | 0 | 6 | 2 | 24
2015-05-24 | Holiday | 3433 | 0 | 0 | 7 | 3 | 1
2015-05-24 01:00 |  | 3434 | 0 | 0 | 7 | 3 | 2
2015-05-24 02:00 |  | 3435 | 0 | 0 | 7 | 3 | 3
2015-05-24 03:00 |  | 3436 | 0 | 0 | 7 | 3 | 4
2015-05-24 04:00 |  | 3437 | 0 | 0 | 7 | 3 | 5
2015-05-24 05:00 |  | 3438 | 0 | 0 | 7 | 3 | 6
2015-05-24 06:00 |  | 3439 | 0 | 0 | 7 | 3 | 7
2015-05-24 07:00 |  | 3440 | 0 | 0 | 7 | 3 | 8
2015-05-24 08:00 |  | 3441 | 0 | 0 | 7 | 3 | 9
2015-05-24 09:00 |  | 3442 | 0 | 0 | 7 | 3 | 10
2015-05-24 10:00 |  | 3443 | 0 | 0 | 7 | 3 | 11
2015-05-24 11:00 |  | 3444 | 0 | 0 | 7 | 3 | 12
2015-05-24 12:00 |  | 3445 | 0 | 0 | 7 | 3 | 13
2015-05-24 13:00 |  | 3446 | 0 | 0 | 7 | 3 | 14
2015-05-24 14:00 |  | 3447 | 0 | 0 | 7 | 3 | 15
2015-05-24 15:00 |  | 3448 | 0 | 0 | 7 | 3 | 16
2015-05-24 16:00 |  | 3449 | 0 | 0 | 7 | 3 | 17
2015-05-24 17:00 |  | 3450 | 0 | 0 | 7 | 3 | 18
2015-05-24 18:00 |  | 3451 | 0 | 0 | 7 | 3 | 19
2015-05-24 19:00 |  | 3452 | 0 | 0 | 7 | 3 | 20
2015-05-24 20:00 |  | 3453 | 0 | 0 | 7 | 3 | 21
2015-05-24 21:00 |  | 3454 | 0 | 0 | 7 | 3 | 22
2015-05-24 22:00 |  | 3455 | 0 | 0 | 7 | 3 | 23
2015-05-24 23:00 |  | 3456 | 0 | 0 | 7 | 3 | 24
2015-05-25 | Workday | 3457 | 0 | 0 | 1 | 1 | 1
2015-05-25 01:00 |  | 3458 | 0 | 0 | 1 | 1 | 2
2015-05-25 02:00 |  | 3459 | 0 | 0 | 1 | 1 | 3
2015-05-25 03:00 |  | 3460 | 0 | 0 | 1 | 1 | 4
2015-05-25 04:00 |  | 3461 | 0 | 0 | 1 | 1 | 5
2015-05-25 05:00 |  | 3462 | 0 | 0 | 1 | 1 | 6
2015-05-25 06:00 |  | 3463 | 0 | 0 | 1 | 1 | 7
2015-05-25 07:00 |  | 3464 | 0 | 0 | 1 | 1 | 8
2015-05-25 08:00 |  | 3465 | 0 | 0 | 1 | 1 | 9
2015-05-25 09:00 |  | 3466 | 0 | 0 | 1 | 1 | 10
2015-05-25 10:00 |  | 3467 | 0 | 0 | 1 | 1 | 11
2015-05-25 11:00 |  | 3468 | 0 | 0 | 1 | 1 | 12
2015-05-25 12:00 |  | 3469 | 0 | 0 | 1 | 1 | 13
2015-05-25 13:00 |  | 3470 | 0 | 0 | 1 | 1 | 14
2015-05-25 14:00 |  | 3471 | 0 | 0 | 1 | 1 | 15
2015-05-25 15:00 |  | 3472 | 0 | 0 | 1 | 1 | 16
2015-05-25 16:00 |  | 3473 | 0 | 0 | 1 | 1 | 17
2015-05-25 17:00 |  | 3474 | 0 | 0 | 1 | 1 | 18
2015-05-25 18:00 |  | 3475 | 0 | 0 | 1 | 1 | 19
2015-05-25 19:00 |  | 3476 | 0 | 0 | 1 | 1 | 20
2015-05-25 20:00 |  | 3477 | 0 | 0 | 1 | 1 | 21
2015-05-25 21:00 |  | 3478 | 0 | 0 | 1 | 1 | 22
2015-05-25 22:00 |  | 3479 | 0 | 0 | 1 | 1 | 23
2015-05-25 23:00 |  | 3480 | 0 | 0 | 1 | 1 | 24
2015-05-26 | Workday | 3481 | 0 | 0 | 2 | 1 | 1
2015-05-26 01:00 |  | 3482 | 0 | 0 | 2 | 1 | 2
2015-05-26 02:00 |  | 3483 | 0 | 0 | 2 | 1 | 3
2015-05-26 03:00 |  | 3484 | 0 | 0 | 2 | 1 | 4
2015-05-26 04:00 |  | 3485 | 0 | 0 | 2 | 1 | 5
2015-05-26 05:00 |  | 3486 | 0 | 0 | 2 | 1 | 6
2015-05-26 06:00 |  | 3487 | 0 | 0 | 2 | 1 | 7
2015-05-26 07:00 |  | 3488 | 0 | 0 | 2 | 1 | 8
2015-05-26 08:00 |  | 3489 | 0 | 0 | 2 | 1 | 9
2015-05-26 09:00 |  | 3490 | 0 | 0 | 2 | 1 | 10
2015-05-26 10:00 |  | 3491 | 0 | 0 | 2 | 1 | 11
2015-05-26 11:00 |  | 3492 | 0 | 0 | 2 | 1 | 12
2015-05-26 12:00 |  | 3493 | 0 | 0 | 2 | 1 | 13
2015-05-26 13:00 |  | 3494 | 0 | 0 | 2 | 1 | 14
2015-05-26 14:00 |  | 3495 | 0 | 0 | 2 | 1 | 15
2015-05-26 15:00 |  | 3496 | 0 | 0 | 2 | 1 | 16
2015-05-26 16:00 |  | 3497 | 0 | 0 | 2 | 1 | 17
2015-05-26 17:00 |  | 3498 | 0 | 0 | 2 | 1 | 18
2015-05-26 18:00 |  | 3499 | 0 | 0 | 2 | 1 | 19
2015-05-26 19:00 |  | 3500 | 0 | 0 | 2 | 1 | 20
2015-05-26 20:00 |  | 3501 | 0 | 0 | 2 | 1 | 21
2015-05-26 21:00 |  | 3502 | 0 | 0 | 2 | 1 | 22
2015-05-26 22:00 |  | 3503 | 0 | 0 | 2 | 1 | 23
2015-05-26 23:00 |  | 3504 | 0 | 0 | 2 | 1 | 24
2015-05-27 | Workday | 3505 | 0 | 0 | 3 | 1 | 1
2015-05-27 01:00 |  | 3506 | 0 | 0 | 3 | 1 | 2
2015-05-27 02:00 |  | 3507 | 0 | 0 | 3 | 1 | 3
2015-05-27 03:00 |  | 3508 | 0 | 0 | 3 | 1 | 4
2015-05-27 04:00 |  | 3509 | 0 | 0 | 3 | 1 | 5
2015-05-27 05:00 |  | 3510 | 0 | 0 | 3 | 1 | 6
2015-05-27 06:00 |  | 3511 | 0 | 0 | 3 | 1 | 7
2015-05-27 07:00 |  | 3512 | 0 | 0 | 3 | 1 | 8
2015-05-27 08:00 |  | 3513 | 0 | 0 | 3 | 1 | 9
2015-05-27 09:00 |  | 3514 | 0 | 0 | 3 | 1 | 10
2015-05-27 10:00 |  | 3515 | 0 | 0 | 3 | 1 | 11
2015-05-27 11:00 |  | 3516 | 0 | 0 | 3 | 1 | 12
2015-05-27 12:00 |  | 3517 | 0 | 0 | 3 | 1 | 13
2015-05-27 13:00 |  | 3518 | 0 | 0 | 3 | 1 | 14
2015-05-27 14:00 |  | 3519 | 0 | 0 | 3 | 1 | 15
2015-05-27 15:00 |  | 3520 | 0 | 0 | 3 | 1 | 16
2015-05-27 16:00 |  | 3521 | 0 | 0 | 3 | 1 | 17
2015-05-27 17:00 |  | 3522 | 0 | 0 | 3 | 1 | 18
2015-05-27 18:00 |  | 3523 | 0 | 0 | 3 | 1 | 19
2015-05-27 19:00 |  | 3524 | 0 | 0 | 3 | 1 | 20
2015-05-27 20:00 |  | 3525 | 0 | 0 | 3 | 1 | 21
2015-05-27 21:00 |  | 3526 | 0 | 0 | 3 | 1 | 22
2015-05-27 22:00 |  | 3527 | 0 | 0 | 3 | 1 | 23
2015-05-27 23:00 |  | 3528 | 0 | 0 | 3 | 1 | 24
2015-05-28 | Workday | 3529 | 0 | 0 | 4 | 1 | 1
2015-05-28 01:00 |  | 3530 | 0 | 0 | 4 | 1 | 2
2015-05-28 02:00 |  | 3531 | 0 | 0 | 4 | 1 | 3
2015-05-28 03:00 |  | 3532 | 0 | 0 | 4 | 1 | 4
2015-05-28 04:00 |  | 3533 | 0 | 0 | 4 | 1 | 5
2015-05-28 05:00 |  | 3534 | 0 | 0 | 4 | 1 | 6
2015-05-28 06:00 |  | 3535 | 0 | 0 | 4 | 1 | 7
2015-05-28 07:00 |  | 3536 | 0 | 0 | 4 | 1 | 8
2015-05-28 08:00 |  | 3537 | 0 | 0 | 4 | 1 | 9
2015-05-28 09:00 |  | 3538 | 0 | 0 | 4 | 1 | 10
2015-05-28 10:00 |  | 3539 | 0 | 0 | 4 | 1 | 11
2015-05-28 11:00 |  | 3540 | 0 | 0 | 4 | 1 | 12
2015-05-28 12:00 |  | 3541 | 0 | 0 | 4 | 1 | 13
2015-05-28 13:00 |  | 3542 | 0 | 0 | 4 | 1 | 14
2015-05-28 14:00 |  | 3543 | 0 | 0 | 4 | 1 | 15
2015-05-28 15:00 |  | 3544 | 0 | 0 | 4 | 1 | 16
2015-05-28 16:00 |  | 3545 | 0 | 0 | 4 | 1 | 17
2015-05-28 17:00 |  | 3546 | 0 | 0 | 4 | 1 | 18
2015-05-28 18:00 |  | 3547 | 0 | 0 | 4 | 1 | 19
2015-05-28 19:00 |  | 3548 | 0 | 0 | 4 | 1 | 20
2015-05-28 20:00 |  | 3549 | 0 | 0 | 4 | 1 | 21
2015-05-28 21:00 |  | 3550 | 0 | 0 | 4 | 1 | 22
2015-05-28 22:00 |  | 3551 | 0 | 0 | 4 | 1 | 23
2015-05-28 23:00 |  | 3552 | 0 | 0 | 4 | 1 | 24
2015-05-29 | Workday | 3553 | 0 | 0 | 5 | 1 | 1
2015-05-29 01:00 |  | 3554 | 0 | 0 | 5 | 1 | 2
2015-05-29 02:00 |  | 3555 | 0 | 0 | 5 | 1 | 3
2015-05-29 03:00 |  | 3556 | 0 | 0 | 5 | 1 | 4
2015-05-29 04:00 |  | 3557 | 0 | 0 | 5 | 1 | 5
2015-05-29 05:00 |  | 3558 | 0 | 0 | 5 | 1 | 6
2015-05-29 06:00 |  | 3559 | 0 | 0 | 5 | 1 | 7
2015-05-29 07:00 |  | 3560 | 0 | 0 | 5 | 1 | 8
2015-05-29 08:00 |  | 3561 | 0 | 0 | 5 | 1 | 9
2015-05-29 09:00 |  | 3562 | 0 | 0 | 5 | 1 | 10
2015-05-29 10:00 |  | 3563 | 0 | 0 | 5 | 1 | 11
2015-05-29 11:00 |  | 3564 | 0 | 0 | 5 | 1 | 12
2015-05-29 12:00 |  | 3565 | 0 | 0 | 5 | 1 | 13
2015-05-29 13:00 |  | 3566 | 0 | 0 | 5 | 1 | 14
2015-05-29 14:00 |  | 3567 | 0 | 0 | 5 | 1 | 15
2015-05-29 15:00 |  | 3568 | 0 | 0 | 5 | 1 | 16
2015-05-29 16:00 |  | 3569 | 0 | 0 | 5 | 1 | 17
2015-05-29 17:00 |  | 3570 | 0 | 0 | 5 | 1 | 18
2015-05-29 18:00 |  | 3571 | 0 | 0 | 5 | 1 | 19
2015-05-29 19:00 |  | 3572 | 0 | 0 | 5 | 1 | 20
2015-05-29 20:00 |  | 3573 | 0 | 0 | 5 | 1 | 21
2015-05-29 21:00 |  | 3574 | 0 | 0 | 5 | 1 | 22
2015-05-29 22:00 |  | 3575 | 0 | 0 | 5 | 1 | 23
2015-05-29 23:00 |  | 3576 | 0 | 0 | 5 | 1 | 24
2015-05-30 | Saturday | 3577 | 0 | 0 | 6 | 2 | 1
2015-05-30 01:00 |  | 3578 | 0 | 0 | 6 | 2 | 2
2015-05-30 02:00 |  | 3579 | 0 | 0 | 6 | 2 | 3
2015-05-30 03:00 |  | 3580 | 0 | 0 | 6 | 2 | 4
2015-05-30 04:00 |  | 3581 | 0 | 0 | 6 | 2 | 5
2015-05-30 05:00 |  | 3582 | 0 | 0 | 6 | 2 | 6
2015-05-30 06:00 |  | 3583 | 0 | 0 | 6 | 2 | 7
2015-05-30 07:00 |  | 3584 | 0 | 0 | 6 | 2 | 8
2015-05-30 08:00 |  | 3585 | 0 | 0 | 6 | 2 | 9
2015-05-30 09:00 |  | 3586 | 0 | 0 | 6 | 2 | 10
2015-05-30 10:00 |  | 3587 | 0 | 0 | 6 | 2 | 11
2015-05-30 11:00 |  | 3588 | 0 | 0 | 6 | 2 | 12
2015-05-30 12:00 |  | 3589 | 0 | 0 | 6 | 2 | 13
2015-05-30 13:00 |  | 3590 | 0 | 0 | 6 | 2 | 14
2015-05-30 14:00 |  | 3591 | 0 | 0 | 6 | 2 | 15
2015-05-30 15:00 |  | 3592 | 0 | 0 | 6 | 2 | 16
2015-05-30 16:00 |  | 3593 | 0 | 0 | 6 | 2 | 17
2015-05-30 17:00 |  | 3594 | 0 | 0 | 6 | 2 | 18
2015-05-30 18:00 |  | 3595 | 0 | 0 | 6 | 2 | 19
2015-05-30 19:00 |  | 3596 | 0 | 0 | 6 | 2 | 20
2015-05-30 20:00 |  | 3597 | 0 | 0 | 6 | 2 | 21
2015-05-30 21:00 |  | 3598 | 0 | 0 | 6 | 2 | 22
2015-05-30 22:00 |  | 3599 | 0 | 0 | 6 | 2 | 23
2015-05-30 23:00 |  | 3600 | 0 | 0 | 6 | 2 | 24
2015-05-31 | Holiday | 3601 | 0 | 0 | 7 | 3 | 1
2015-05-31 01:00 |  | 3602 | 0 | 0 | 7 | 3 | 2
2015-05-31 02:00 |  | 3603 | 0 | 0 | 7 | 3 | 3
2015-05-31 03:00 |  | 3604 | 0 | 0 | 7 | 3 | 4
2015-05-31 04:00 |  | 3605 | 0 | 0 | 7 | 3 | 5
2015-05-31 05:00 |  | 3606 | 0 | 0 | 7 | 3 | 6
2015-05-31 06:00 |  | 3607 | 0 | 0 | 7 | 3 | 7
2015-05-31 07:00 |  | 3608 | 0 | 0 | 7 | 3 | 8
2015-05-31 08:00 |  | 3609 | 0 | 0 | 7 | 3 | 9
2015-05-31 09:00 |  | 3610 | 0 | 0 | 7 | 3 | 10
2015-05-31 10:00 |  | 3611 | 0 | 0 | 7 | 3 | 11
2015-05-31 11:00 |  | 3612 | 0 | 0 | 7 | 3 | 12
2015-05-31 12:00 |  | 3613 | 0 | 0 | 7 | 3 | 13
2015-05-31 13:00 |  | 3614 | 0 | 0 | 7 | 3 | 14
2015-05-31 14:00 |  | 3615 | 0 | 0 | 7 | 3 | 15
2015-05-31 15:00 |  | 3616 | 0 | 0 | 7 | 3 | 16
2015-05-31 16:00 |  | 3617 | 0 | 0 | 7 | 3 | 17
2015-05-31 17:00 |  | 3618 | 0 | 0 | 7 | 3 | 18
2015-05-31 18:00 |  | 3619 | 0 | 0 | 7 | 3 | 19
2015-05-31 19:00 |  | 3620 | 0 | 0 | 7 | 3 | 20
2015-05-31 20:00 |  | 3621 | 0 | 0 | 7 | 3 | 21
2015-05-31 21:00 |  | 3622 | 0 | 0 | 7 | 3 | 22
2015-05-31 22:00 |  | 3623 | 0 | 0 | 7 | 3 | 23
2015-05-31 23:00 |  | 3624 | 0 | 0 | 7 | 3 | 24
2015-06-01 | Workday | 3625 | 0 | 0 | 1 | 1 | 1
2015-06-01 01:00 |  | 3626 | 0 | 0 | 1 | 1 | 2
2015-06-01 02:00 |  | 3627 | 0 | 0 | 1 | 1 | 3
2015-06-01 03:00 |  | 3628 | 0 | 0 | 1 | 1 | 4
2015-06-01 04:00 |  | 3629 | 0 | 0 | 1 | 1 | 5
2015-06-01 05:00 |  | 3630 | 0 | 0 | 1 | 1 | 6
2015-06-01 06:00 |  | 3631 | 0 | 0 | 1 | 1 | 7
2015-06-01 07:00 |  | 3632 | 0 | 0 | 1 | 1 | 8
2015-06-01 08:00 |  | 3633 | 0 | 0 | 1 | 1 | 9
2015-06-01 09:00 |  | 3634 | 0 | 0 | 1 | 1 | 10
2015-06-01 10:00 |  | 3635 | 0 | 0 | 1 | 1 | 11
2015-06-01 11:00 |  | 3636 | 0 | 0 | 1 | 1 | 12
2015-06-01 12:00 |  | 3637 | 0 | 0 | 1 | 1 | 13
2015-06-01 13:00 |  | 3638 | 0 | 0 | 1 | 1 | 14
2015-06-01 14:00 |  | 3639 | 0 | 0 | 1 | 1 | 15
2015-06-01 15:00 |  | 3640 | 0 | 0 | 1 | 1 | 16
2015-06-01 16:00 |  | 3641 | 0 | 0 | 1 | 1 | 17
2015-06-01 17:00 |  | 3642 | 0 | 0 | 1 | 1 | 18
2015-06-01 18:00 |  | 3643 | 0 | 0 | 1 | 1 | 19
2015-06-01 19:00 |  | 3644 | 0 | 0 | 1 | 1 | 20
2015-06-01 20:00 |  | 3645 | 0 | 0 | 1 | 1 | 21
2015-06-01 21:00 |  | 3646 | 0 | 0 | 1 | 1 | 22
2015-06-01 22:00 |  | 3647 | 0 | 0 | 1 | 1 | 23
2015-06-01 23:00 |  | 3648 | 0 | 0 | 1 | 1 | 24
2015-06-02 | Workday | 3649 | 0 | 0 | 2 | 1 | 1
2015-06-02 01:00 |  | 3650 | 0 | 0 | 2 | 1 | 2
2015-06-02 02:00 |  | 3651 | 0 | 0 | 2 | 1 | 3
2015-06-02 03:00 |  | 3652 | 0 | 0 | 2 | 1 | 4
2015-06-02 04:00 |  | 3653 | 0 | 0 | 2 | 1 | 5
2015-06-02 05:00 |  | 3654 | 0 | 0 | 2 | 1 | 6
2015-06-02 06:00 |  | 3655 | 0 | 0 | 2 | 1 | 7
2015-06-02 07:00 |  | 3656 | 0 | 0 | 2 | 1 | 8
2015-06-02 08:00 |  | 3657 | 0 | 0 | 2 | 1 | 9
2015-06-02 09:00 |  | 3658 | 0 | 0 | 2 | 1 | 10
2015-06-02 10:00 |  | 3659 | 0 | 0 | 2 | 1 | 11
2015-06-02 11:00 |  | 3660 | 0 | 0 | 2 | 1 | 12
2015-06-02 12:00 |  | 3661 | 0 | 0 | 2 | 1 | 13
2015-06-02 13:00 |  | 3662 | 0 | 0 | 2 | 1 | 14
2015-06-02 14:00 |  | 3663 | 0 | 0 | 2 | 1 | 15
2015-06-02 15:00 |  | 3664 | 0 | 0 | 2 | 1 | 16
2015-06-02 16:00 |  | 3665 | 0 | 0 | 2 | 1 | 17
2015-06-02 17:00 |  | 3666 | 0 | 0 | 2 | 1 | 18
2015-06-02 18:00 |  | 3667 | 0 | 0 | 2 | 1 | 19
2015-06-02 19:00 |  | 3668 | 0 | 0 | 2 | 1 | 20
2015-06-02 20:00 |  | 3669 | 0 | 0 | 2 | 1 | 21
2015-06-02 21:00 |  | 3670 | 0 | 0 | 2 | 1 | 22
2015-06-02 22:00 |  | 3671 | 0 | 0 | 2 | 1 | 23
2015-06-02 23:00 |  | 3672 | 0 | 0 | 2 | 1 | 24
2015-06-03 | Workday | 3673 | 0 | 0 | 3 | 1 | 1
2015-06-03 01:00 |  | 3674 | 0 | 0 | 3 | 1 | 2
2015-06-03 02:00 |  | 3675 | 0 | 0 | 3 | 1 | 3
2015-06-03 03:00 |  | 3676 | 0 | 0 | 3 | 1 | 4
2015-06-03 04:00 |  | 3677 | 0 | 0 | 3 | 1 | 5
2015-06-03 05:00 |  | 3678 | 0 | 0 | 3 | 1 | 6
2015-06-03 06:00 |  | 3679 | 0 | 0 | 3 | 1 | 7
2015-06-03 07:00 |  | 3680 | 0 | 0 | 3 | 1 | 8
2015-06-03 08:00 |  | 3681 | 0 | 0 | 3 | 1 | 9
2015-06-03 09:00 |  | 3682 | 0 | 0 | 3 | 1 | 10
2015-06-03 10:00 |  | 3683 | 0 | 0 | 3 | 1 | 11
2015-06-03 11:00 |  | 3684 | 0 | 0 | 3 | 1 | 12
2015-06-03 12:00 |  | 3685 | 0 | 0 | 3 | 1 | 13
2015-06-03 13:00 |  | 3686 | 0 | 0 | 3 | 1 | 14
2015-06-03 14:00 |  | 3687 | 0 | 0 | 3 | 1 | 15
2015-06-03 15:00 |  | 3688 | 0 | 0 | 3 | 1 | 16
2015-06-03 16:00 |  | 3689 | 0 | 0 | 3 | 1 | 17
2015-06-03 17:00 |  | 3690 | 0 | 0 | 3 | 1 | 18
2015-06-03 18:00 |  | 3691 | 0 | 0 | 3 | 1 | 19
2015-06-03 19:00 |  | 3692 | 0 | 0 | 3 | 1 | 20
2015-06-03 20:00 |  | 3693 | 0 | 0 | 3 | 1 | 21
2015-06-03 21:00 |  | 3694 | 0 | 0 | 3 | 1 | 22
2015-06-03 22:00 |  | 3695 | 0 | 0 | 3 | 1 | 23
2015-06-03 23:00 |  | 3696 | 0 | 0 | 3 | 1 | 24
2015-06-04 | Workday | 3697 | 0 | 0 | 4 | 1 | 1
2015-06-04 01:00 |  | 3698 | 0 | 0 | 4 | 1 | 2
2015-06-04 02:00 |  | 3699 | 0 | 0 | 4 | 1 | 3
2015-06-04 03:00 |  | 3700 | 0 | 0 | 4 | 1 | 4
2015-06-04 04:00 |  | 3701 | 0 | 0 | 4 | 1 | 5
2015-06-04 05:00 |  | 3702 | 0 | 0 | 4 | 1 | 6
2015-06-04 06:00 |  | 3703 | 0 | 0 | 4 | 1 | 7
2015-06-04 07:00 |  | 3704 | 0 | 0 | 4 | 1 | 8
2015-06-04 08:00 |  | 3705 | 0 | 0 | 4 | 1 | 9
2015-06-04 09:00 |  | 3706 | 0 | 0 | 4 | 1 | 10
2015-06-04 10:00 |  | 3707 | 0 | 0 | 4 | 1 | 11
2015-06-04 11:00 |  | 3708 | 0 | 0 | 4 | 1 | 12
2015-06-04 12:00 |  | 3709 | 0 | 0 | 4 | 1 | 13
2015-06-04 13:00 |  | 3710 | 0 | 0 | 4 | 1 | 14
2015-06-04 14:00 |  | 3711 | 0 | 0 | 4 | 1 | 15
2015-06-04 15:00 |  | 3712 | 0 | 0 | 4 | 1 | 16
2015-06-04 16:00 |  | 3713 | 0 | 0 | 4 | 1 | 17
2015-06-04 17:00 |  | 3714 | 0 | 0 | 4 | 1 | 18
2015-06-04 18:00 |  | 3715 | 0 | 0 | 4 | 1 | 19
2015-06-04 19:00 |  | 3716 | 0 | 0 | 4 | 1 | 20
2015-06-04 20:00 |  | 3717 | 0 | 0 | 4 | 1 | 21
2015-06-04 21:00 |  | 3718 | 0 | 0 | 4 | 1 | 22
2015-06-04 22:00 |  | 3719 | 0 | 0 | 4 | 1 | 23
2015-06-04 23:00 |  | 3720 | 0 | 0 | 4 | 1 | 24
2015-06-05 | Workday | 3721 | 0 | 0 | 5 | 1 | 1
2015-06-05 01:00 |  | 3722 | 0 | 0 | 5 | 1 | 2
2015-06-05 02:00 |  | 3723 | 0 | 0 | 5 | 1 | 3
2015-06-05 03:00 |  | 3724 | 0 | 0 | 5 | 1 | 4
2015-06-05 04:00 |  | 3725 | 0 | 0 | 5 | 1 | 5
2015-06-05 05:00 |  | 3726 | 0 | 0 | 5 | 1 | 6
2015-06-05 06:00 |  | 3727 | 0 | 0 | 5 | 1 | 7
2015-06-05 07:00 |  | 3728 | 0 | 0 | 5 | 1 | 8
2015-06-05 08:00 |  | 3729 | 0 | 0 | 5 | 1 | 9
2015-06-05 09:00 |  | 3730 | 0 | 0 | 5 | 1 | 10
2015-06-05 10:00 |  | 3731 | 0 | 0 | 5 | 1 | 11
2015-06-05 11:00 |  | 3732 | 0 | 0 | 5 | 1 | 12
2015-06-05 12:00 |  | 3733 | 0 | 0 | 5 | 1 | 13
2015-06-05 13:00 |  | 3734 | 0 | 0 | 5 | 1 | 14
2015-06-05 14:00 |  | 3735 | 0 | 0 | 5 | 1 | 15
2015-06-05 15:00 |  | 3736 | 0 | 0 | 5 | 1 | 16
2015-06-05 16:00 |  | 3737 | 0 | 0 | 5 | 1 | 17
2015-06-05 17:00 |  | 3738 | 0 | 0 | 5 | 1 | 18
2015-06-05 18:00 |  | 3739 | 0 | 0 | 5 | 1 | 19
2015-06-05 19:00 |  | 3740 | 0 | 0 | 5 | 1 | 20
2015-06-05 20:00 |  | 3741 | 0 | 0 | 5 | 1 | 21
2015-06-05 21:00 |  | 3742 | 0 | 0 | 5 | 1 | 22
2015-06-05 22:00 |  | 3743 | 0 | 0 | 5 | 1 | 23
2015-06-05 23:00 |  | 3744 | 0 | 0 | 5 | 1 | 24
2015-06-06 | Saturday | 3745 | 0 | 0 | 6 | 2 | 1
2015-06-06 01:00 |  | 3746 | 0 | 0 | 6 | 2 | 2
2015-06-06 02:00 |  | 3747 | 0 | 0 | 6 | 2 | 3
2015-06-06 03:00 |  | 3748 | 0 | 0 | 6 | 2 | 4
2015-06-06 04:00 |  | 3749 | 0 | 0 | 6 | 2 | 5
2015-06-06 05:00 |  | 3750 | 0 | 0 | 6 | 2 | 6
2015-06-06 06:00 |  | 3751 | 0 | 0 | 6 | 2 | 7
2015-06-06 07:00 |  | 3752 | 0 | 0 | 6 | 2 | 8
2015-06-06 08:00 |  | 3753 | 0 | 0 | 6 | 2 | 9
2015-06-06 09:00 |  | 3754 | 0 | 0 | 6 | 2 | 10
2015-06-06 10:00 |  | 3755 | 0 | 0 | 6 | 2 | 11
2015-06-06 11:00 |  | 3756 | 0 | 0 | 6 | 2 | 12
2015-06-06 12:00 |  | 3757 | 0 | 0 | 6 | 2 | 13
2015-06-06 13:00 |  | 3758 | 0 | 0 | 6 | 2 | 14
2015-06-06 14:00 |  | 3759 | 0 | 0 | 6 | 2 | 15
2015-06-06 15:00 |  | 3760 | 0 | 0 | 6 | 2 | 16
2015-06-06 16:00 |  | 3761 | 0 | 0 | 6 | 2 | 17
2015-06-06 17:00 |  | 3762 | 0 | 0 | 6 | 2 | 18
2015-06-06 18:00 |  | 3763 | 0 | 0 | 6 | 2 | 19
2015-06-06 19:00 |  | 3764 | 0 | 0 | 6 | 2 | 20
2015-06-06 20:00 |  | 3765 | 0 | 0 | 6 | 2 | 21
2015-06-06 21:00 |  | 3766 | 0 | 0 | 6 | 2 | 22
2015-06-06 22:00 |  | 3767 | 0 | 0 | 6 | 2 | 23
2015-06-06 23:00 |  | 3768 | 0 | 0 | 6 | 2 | 24
2015-06-07 | Holiday | 3769 | 0 | 0 | 7 | 3 | 1
2015-06-07 01:00 |  | 3770 | 0 | 0 | 7 | 3 | 2
2015-06-07 02:00 |  | 3771 | 0 | 0 | 7 | 3 | 3
2015-06-07 03:00 |  | 3772 | 0 | 0 | 7 | 3 | 4
2015-06-07 04:00 |  | 3773 | 0 | 0 | 7 | 3 | 5
2015-06-07 05:00 |  | 3774 | 0 | 0 | 7 | 3 | 6
2015-06-07 06:00 |  | 3775 | 0 | 0 | 7 | 3 | 7
2015-06-07 07:00 |  | 3776 | 0 | 0 | 7 | 3 | 8
2015-06-07 08:00 |  | 3777 | 0 | 0 | 7 | 3 | 9
2015-06-07 09:00 |  | 3778 | 0 | 0 | 7 | 3 | 10
2015-06-07 10:00 |  | 3779 | 0 | 0 | 7 | 3 | 11
2015-06-07 11:00 |  | 3780 | 0 | 0 | 7 | 3 | 12
2015-06-07 12:00 |  | 3781 | 0 | 0 | 7 | 3 | 13
2015-06-07 13:00 |  | 3782 | 0 | 0 | 7 | 3 | 14
2015-06-07 14:00 |  | 3783 | 0 | 0 | 7 | 3 | 15
2015-06-07 15:00 |  | 3784 | 0 | 0 | 7 | 3 | 16
2015-06-07 16:00 |  | 3785 | 0 | 0 | 7 | 3 | 17
2015-06-07 17:00 |  | 3786 | 0 | 0 | 7 | 3 | 18
2015-06-07 18:00 |  | 3787 | 0 | 0 | 7 | 3 | 19
2015-06-07 19:00 |  | 3788 | 0 | 0 | 7 | 3 | 20
2015-06-07 20:00 |  | 3789 | 0 | 0 | 7 | 3 | 21
2015-06-07 21:00 |  | 3790 | 0 | 0 | 7 | 3 | 22
2015-06-07 22:00 |  | 3791 | 0 | 0 | 7 | 3 | 23
2015-06-07 23:00 |  | 3792 | 0 | 0 | 7 | 3 | 24
2015-06-08 | Workday | 3793 | 0 | 0 | 1 | 1 | 1
2015-06-08 01:00 |  | 3794 | 0 | 0 | 1 | 1 | 2
2015-06-08 02:00 |  | 3795 | 0 | 0 | 1 | 1 | 3
2015-06-08 03:00 |  | 3796 | 0 | 0 | 1 | 1 | 4
2015-06-08 04:00 |  | 3797 | 0 | 0 | 1 | 1 | 5
2015-06-08 05:00 |  | 3798 | 0 | 0 | 1 | 1 | 6
2015-06-08 06:00 |  | 3799 | 0 | 0 | 1 | 1 | 7
2015-06-08 07:00 |  | 3800 | 0 | 0 | 1 | 1 | 8
2015-06-08 08:00 |  | 3801 | 0 | 0 | 1 | 1 | 9
2015-06-08 09:00 |  | 3802 | 0 | 0 | 1 | 1 | 10
2015-06-08 10:00 |  | 3803 | 0 | 0 | 1 | 1 | 11
2015-06-08 11:00 |  | 3804 | 0 | 0 | 1 | 1 | 12
2015-06-08 12:00 |  | 3805 | 0 | 0 | 1 | 1 | 13
2015-06-08 13:00 |  | 3806 | 0 | 0 | 1 | 1 | 14
2015-06-08 14:00 |  | 3807 | 0 | 0 | 1 | 1 | 15
2015-06-08 15:00 |  | 3808 | 0 | 0 | 1 | 1 | 16
2015-06-08 16:00 |  | 3809 | 0 | 0 | 1 | 1 | 17
2015-06-08 17:00 |  | 3810 | 0 | 0 | 1 | 1 | 18
2015-06-08 18:00 |  | 3811 | 0 | 0 | 1 | 1 | 19
2015-06-08 19:00 |  | 3812 | 0 | 0 | 1 | 1 | 20
2015-06-08 20:00 |  | 3813 | 0 | 0 | 1 | 1 | 21
2015-06-08 21:00 |  | 3814 | 0 | 0 | 1 | 1 | 22
2015-06-08 22:00 |  | 3815 | 0 | 0 | 1 | 1 | 23
2015-06-08 23:00 |  | 3816 | 0 | 0 | 1 | 1 | 24
2015-06-09 | Workday | 3817 | 0 | 0 | 2 | 1 | 1
2015-06-09 01:00 |  | 3818 | 0 | 0 | 2 | 1 | 2
2015-06-09 02:00 |  | 3819 | 0 | 0 | 2 | 1 | 3
2015-06-09 03:00 |  | 3820 | 0 | 0 | 2 | 1 | 4
2015-06-09 04:00 |  | 3821 | 0 | 0 | 2 | 1 | 5
2015-06-09 05:00 |  | 3822 | 0 | 0 | 2 | 1 | 6
2015-06-09 06:00 |  | 3823 | 0 | 0 | 2 | 1 | 7
2015-06-09 07:00 |  | 3824 | 0 | 0 | 2 | 1 | 8
2015-06-09 08:00 |  | 3825 | 0 | 0 | 2 | 1 | 9
2015-06-09 09:00 |  | 3826 | 0 | 0 | 2 | 1 | 10
2015-06-09 10:00 |  | 3827 | 0 | 0 | 2 | 1 | 11
2015-06-09 11:00 |  | 3828 | 0 | 0 | 2 | 1 | 12
2015-06-09 12:00 |  | 3829 | 0 | 0 | 2 | 1 | 13
2015-06-09 13:00 |  | 3830 | 0 | 0 | 2 | 1 | 14
2015-06-09 14:00 |  | 3831 | 0 | 0 | 2 | 1 | 15
2015-06-09 15:00 |  | 3832 | 0 | 0 | 2 | 1 | 16
2015-06-09 16:00 |  | 3833 | 0 | 0 | 2 | 1 | 17
2015-06-09 17:00 |  | 3834 | 0 | 0 | 2 | 1 | 18
2015-06-09 18:00 |  | 3835 | 0 | 0 | 2 | 1 | 19
2015-06-09 19:00 |  | 3836 | 0 | 0 | 2 | 1 | 20
2015-06-09 20:00 |  | 3837 | 0 | 0 | 2 | 1 | 21
2015-06-09 21:00 |  | 3838 | 0 | 0 | 2 | 1 | 22
2015-06-09 22:00 |  | 3839 | 0 | 0 | 2 | 1 | 23
2015-06-09 23:00 |  | 3840 | 0 | 0 | 2 | 1 | 24
2015-06-10 | Workday | 3841 | 0 | 0 | 3 | 1 | 1
2015-06-10 01:00 |  | 3842 | 0 | 0 | 3 | 1 | 2
2015-06-10 02:00 |  | 3843 | 0 | 0 | 3 | 1 | 3
2015-06-10 03:00 |  | 3844 | 0 | 0 | 3 | 1 | 4
2015-06-10 04:00 |  | 3845 | 0 | 0 | 3 | 1 | 5
2015-06-10 05:00 |  | 3846 | 0 | 0 | 3 | 1 | 6
2015-06-10 06:00 |  | 3847 | 0 | 0 | 3 | 1 | 7
2015-06-10 07:00 |  | 3848 | 0 | 0 | 3 | 1 | 8
2015-06-10 08:00 |  | 3849 | 0 | 0 | 3 | 1 | 9
2015-06-10 09:00 |  | 3850 | 0 | 0 | 3 | 1 | 10
2015-06-10 10:00 |  | 3851 | 0 | 0 | 3 | 1 | 11
2015-06-10 11:00 |  | 3852 | 0 | 0 | 3 | 1 | 12
2015-06-10 12:00 |  | 3853 | 0 | 0 | 3 | 1 | 13
2015-06-10 13:00 |  | 3854 | 0 | 0 | 3 | 1 | 14
2015-06-10 14:00 |  | 3855 | 0 | 0 | 3 | 1 | 15
2015-06-10 15:00 |  | 3856 | 0 | 0 | 3 | 1 | 16
2015-06-10 16:00 |  | 3857 | 0 | 0 | 3 | 1 | 17
2015-06-10 17:00 |  | 3858 | 0 | 0 | 3 | 1 | 18
2015-06-10 18:00 |  | 3859 | 0 | 0 | 3 | 1 | 19
2015-06-10 19:00 |  | 3860 | 0 | 0 | 3 | 1 | 20
2015-06-10 20:00 |  | 3861 | 0 | 0 | 3 | 1 | 21
2015-06-10 21:00 |  | 3862 | 0 | 0 | 3 | 1 | 22
2015-06-10 22:00 |  | 3863 | 0 | 0 | 3 | 1 | 23
2015-06-10 23:00 |  | 3864 | 0 | 0 | 3 | 1 | 24
2015-06-11 | Workday | 3865 | 0 | 0 | 4 | 1 | 1
2015-06-11 01:00 |  | 3866 | 0 | 0 | 4 | 1 | 2
2015-06-11 02:00 |  | 3867 | 0 | 0 | 4 | 1 | 3
2015-06-11 03:00 |  | 3868 | 0 | 0 | 4 | 1 | 4
2015-06-11 04:00 |  | 3869 | 0 | 0 | 4 | 1 | 5
2015-06-11 05:00 |  | 3870 | 0 | 0 | 4 | 1 | 6
2015-06-11 06:00 |  | 3871 | 0 | 0 | 4 | 1 | 7
2015-06-11 07:00 |  | 3872 | 0 | 0 | 4 | 1 | 8
2015-06-11 08:00 |  | 3873 | 0 | 0 | 4 | 1 | 9
2015-06-11 09:00 |  | 3874 | 0 | 0 | 4 | 1 | 10
2015-06-11 10:00 |  | 3875 | 0 | 0 | 4 | 1 | 11
2015-06-11 11:00 |  | 3876 | 0 | 0 | 4 | 1 | 12
2015-06-11 12:00 |  | 3877 | 0 | 0 | 4 | 1 | 13
2015-06-11 13:00 |  | 3878 | 0 | 0 | 4 | 1 | 14
2015-06-11 14:00 |  | 3879 | 0 | 0 | 4 | 1 | 15
2015-06-11 15:00 |  | 3880 | 0 | 0 | 4 | 1 | 16
2015-06-11 16:00 |  | 3881 | 0 | 0 | 4 | 1 | 17
2015-06-11 17:00 |  | 3882 | 0 | 0 | 4 | 1 | 18
2015-06-11 18:00 |  | 3883 | 0 | 0 | 4 | 1 | 19
2015-06-11 19:00 |  | 3884 | 0 | 0 | 4 | 1 | 20
2015-06-11 20:00 |  | 3885 | 0 | 0 | 4 | 1 | 21
2015-06-11 21:00 |  | 3886 | 0 | 0 | 4 | 1 | 22
2015-06-11 22:00 |  | 3887 | 0 | 0 | 4 | 1 | 23
2015-06-11 23:00 |  | 3888 | 0 | 0 | 4 | 1 | 24
2015-06-12 | Workday | 3889 | 0 | 0 | 5 | 1 | 1
2015-06-12 01:00 |  | 3890 | 0 | 0 | 5 | 1 | 2
2015-06-12 02:00 |  | 3891 | 0 | 0 | 5 | 1 | 3
2015-06-12 03:00 |  | 3892 | 0 | 0 | 5 | 1 | 4
2015-06-12 04:00 |  | 3893 | 0 | 0 | 5 | 1 | 5
2015-06-12 05:00 |  | 3894 | 0 | 0 | 5 | 1 | 6
2015-06-12 06:00 |  | 3895 | 0 | 0 | 5 | 1 | 7
2015-06-12 07:00 |  | 3896 | 0 | 0 | 5 | 1 | 8
2015-06-12 08:00 |  | 3897 | 0 | 0 | 5 | 1 | 9
2015-06-12 09:00 |  | 3898 | 0 | 0 | 5 | 1 | 10
2015-06-12 10:00 |  | 3899 | 0 | 0 | 5 | 1 | 11
2015-06-12 11:00 |  | 3900 | 0 | 0 | 5 | 1 | 12
2015-06-12 12:00 |  | 3901 | 0 | 0 | 5 | 1 | 13
2015-06-12 13:00 |  | 3902 | 0 | 0 | 5 | 1 | 14
2015-06-12 14:00 |  | 3903 | 0 | 0 | 5 | 1 | 15
2015-06-12 15:00 |  | 3904 | 0 | 0 | 5 | 1 | 16
2015-06-12 16:00 |  | 3905 | 0 | 0 | 5 | 1 | 17
2015-06-12 17:00 |  | 3906 | 0 | 0 | 5 | 1 | 18
2015-06-12 18:00 |  | 3907 | 0 | 0 | 5 | 1 | 19
2015-06-12 19:00 |  | 3908 | 0 | 0 | 5 | 1 | 20
2015-06-12 20:00 |  | 3909 | 0 | 0 | 5 | 1 | 21
2015-06-12 21:00 |  | 3910 | 0 | 0 | 5 | 1 | 22
2015-06-12 22:00 |  | 3911 | 0 | 0 | 5 | 1 | 23
2015-06-12 23:00 |  | 3912 | 0 | 0 | 5 | 1 | 24
2015-06-13 | Saturday | 3913 | 0 | 0 | 6 | 2 | 1
2015-06-13 01:00 |  | 3914 | 0 | 0 | 6 | 2 | 2
2015-06-13 02:00 |  | 3915 | 0 | 0 | 6 | 2 | 3
2015-06-13 03:00 |  | 3916 | 0 | 0 | 6 | 2 | 4
2015-06-13 04:00 |  | 3917 | 0 | 0 | 6 | 2 | 5
2015-06-13 05:00 |  | 3918 | 0 | 0 | 6 | 2 | 6
2015-06-13 06:00 |  | 3919 | 0 | 0 | 6 | 2 | 7
2015-06-13 07:00 |  | 3920 | 0 | 0 | 6 | 2 | 8
2015-06-13 08:00 |  | 3921 | 0 | 0 | 6 | 2 | 9
2015-06-13 09:00 |  | 3922 | 0 | 0 | 6 | 2 | 10
2015-06-13 10:00 |  | 3923 | 0 | 0 | 6 | 2 | 11
2015-06-13 11:00 |  | 3924 | 0 | 0 | 6 | 2 | 12
2015-06-13 12:00 |  | 3925 | 0 | 0 | 6 | 2 | 13
2015-06-13 13:00 |  | 3926 | 0 | 0 | 6 | 2 | 14
2015-06-13 14:00 |  | 3927 | 0 | 0 | 6 | 2 | 15
2015-06-13 15:00 |  | 3928 | 0 | 0 | 6 | 2 | 16
2015-06-13 16:00 |  | 3929 | 0 | 0 | 6 | 2 | 17
2015-06-13 17:00 |  | 3930 | 0 | 0 | 6 | 2 | 18
2015-06-13 18:00 |  | 3931 | 0 | 0 | 6 | 2 | 19
2015-06-13 19:00 |  | 3932 | 0 | 0 | 6 | 2 | 20
2015-06-13 20:00 |  | 3933 | 0 | 0 | 6 | 2 | 21
2015-06-13 21:00 |  | 3934 | 0 | 0 | 6 | 2 | 22
2015-06-13 22:00 |  | 3935 | 0 | 0 | 6 | 2 | 23
2015-06-13 23:00 |  | 3936 | 0 | 0 | 6 | 2 | 24
2015-06-14 | Holiday | 3937 | 0 | 0 | 7 | 3 | 1
2015-06-14 01:00 |  | 3938 | 0 | 0 | 7 | 3 | 2
2015-06-14 02:00 |  | 3939 | 0 | 0 | 7 | 3 | 3
2015-06-14 03:00 |  | 3940 | 0 | 0 | 7 | 3 | 4
2015-06-14 04:00 |  | 3941 | 0 | 0 | 7 | 3 | 5
2015-06-14 05:00 |  | 3942 | 0 | 0 | 7 | 3 | 6
2015-06-14 06:00 |  | 3943 | 0 | 0 | 7 | 3 | 7
2015-06-14 07:00 |  | 3944 | 0 | 0 | 7 | 3 | 8
2015-06-14 08:00 |  | 3945 | 0 | 0 | 7 | 3 | 9
2015-06-14 09:00 |  | 3946 | 0 | 0 | 7 | 3 | 10
2015-06-14 10:00 |  | 3947 | 0 | 0 | 7 | 3 | 11
2015-06-14 11:00 |  | 3948 | 0 | 0 | 7 | 3 | 12
2015-06-14 12:00 |  | 3949 | 0 | 0 | 7 | 3 | 13
2015-06-14 13:00 |  | 3950 | 0 | 0 | 7 | 3 | 14
2015-06-14 14:00 |  | 3951 | 0 | 0 | 7 | 3 | 15
2015-06-14 15:00 |  | 3952 | 0 | 0 | 7 | 3 | 16
2015-06-14 16:00 |  | 3953 | 0 | 0 | 7 | 3 | 17
2015-06-14 17:00 |  | 3954 | 0 | 0 | 7 | 3 | 18
2015-06-14 18:00 |  | 3955 | 0 | 0 | 7 | 3 | 19
2015-06-14 19:00 |  | 3956 | 0 | 0 | 7 | 3 | 20
2015-06-14 20:00 |  | 3957 | 0 | 0 | 7 | 3 | 21
2015-06-14 21:00 |  | 3958 | 0 | 0 | 7 | 3 | 22
2015-06-14 22:00 |  | 3959 | 0 | 0 | 7 | 3 | 23
2015-06-14 23:00 |  | 3960 | 0 | 0 | 7 | 3 | 24
2015-06-15 | Workday | 3961 | 0 | 0 | 1 | 1 | 1
2015-06-15 01:00 |  | 3962 | 0 | 0 | 1 | 1 | 2
2015-06-15 02:00 |  | 3963 | 0 | 0 | 1 | 1 | 3
2015-06-15 03:00 |  | 3964 | 0 | 0 | 1 | 1 | 4
2015-06-15 04:00 |  | 3965 | 0 | 0 | 1 | 1 | 5
2015-06-15 05:00 |  | 3966 | 0 | 0 | 1 | 1 | 6
2015-06-15 06:00 |  | 3967 | 0 | 0 | 1 | 1 | 7
2015-06-15 07:00 |  | 3968 | 0 | 0 | 1 | 1 | 8
2015-06-15 08:00 |  | 3969 | 0 | 0 | 1 | 1 | 9
2015-06-15 09:00 |  | 3970 | 0 | 0 | 1 | 1 | 10
2015-06-15 10:00 |  | 3971 | 0 | 0 | 1 | 1 | 11
2015-06-15 11:00 |  | 3972 | 0 | 0 | 1 | 1 | 12
2015-06-15 12:00 |  | 3973 | 0 | 0 | 1 | 1 | 13
2015-06-15 13:00 |  | 3974 | 0 | 0 | 1 | 1 | 14
2015-06-15 14:00 |  | 3975 | 0 | 0 | 1 | 1 | 15
2015-06-15 15:00 |  | 3976 | 0 | 0 | 1 | 1 | 16
2015-06-15 16:00 |  | 3977 | 0 | 0 | 1 | 1 | 17
2015-06-15 17:00 |  | 3978 | 0 | 0 | 1 | 1 | 18
2015-06-15 18:00 |  | 3979 | 0 | 0 | 1 | 1 | 19
2015-06-15 19:00 |  | 3980 | 0 | 0 | 1 | 1 | 20
2015-06-15 20:00 |  | 3981 | 0 | 0 | 1 | 1 | 21
2015-06-15 21:00 |  | 3982 | 0 | 0 | 1 | 1 | 22
2015-06-15 22:00 |  | 3983 | 0 | 0 | 1 | 1 | 23
2015-06-15 23:00 |  | 3984 | 0 | 0 | 1 | 1 | 24
2015-06-16 | Workday | 3985 | 0 | 0 | 2 | 1 | 1
2015-06-16 01:00 |  | 3986 | 0 | 0 | 2 | 1 | 2
2015-06-16 02:00 |  | 3987 | 0 | 0 | 2 | 1 | 3
2015-06-16 03:00 |  | 3988 | 0 | 0 | 2 | 1 | 4
2015-06-16 04:00 |  | 3989 | 0 | 0 | 2 | 1 | 5
2015-06-16 05:00 |  | 3990 | 0 | 0 | 2 | 1 | 6
2015-06-16 06:00 |  | 3991 | 0 | 0 | 2 | 1 | 7
2015-06-16 07:00 |  | 3992 | 0 | 0 | 2 | 1 | 8
2015-06-16 08:00 |  | 3993 | 0 | 0 | 2 | 1 | 9
2015-06-16 09:00 |  | 3994 | 0 | 0 | 2 | 1 | 10
2015-06-16 10:00 |  | 3995 | 0 | 0 | 2 | 1 | 11
2015-06-16 11:00 |  | 3996 | 0 | 0 | 2 | 1 | 12
2015-06-16 12:00 |  | 3997 | 0 | 0 | 2 | 1 | 13
2015-06-16 13:00 |  | 3998 | 0 | 0 | 2 | 1 | 14
2015-06-16 14:00 |  | 3999 | 0 | 0 | 2 | 1 | 15
2015-06-16 15:00 |  | 4000 | 0 | 0 | 2 | 1 | 16
2015-06-16 16:00 |  | 4001 | 0 | 0 | 2 | 1 | 17
2015-06-16 17:00 |  | 4002 | 0 | 0 | 2 | 1 | 18
2015-06-16 18:00 |  | 4003 | 0 | 0 | 2 | 1 | 19
2015-06-16 19:00 |  | 4004 | 0 | 0 | 2 | 1 | 20
2015-06-16 20:00 |  | 4005 | 0 | 0 | 2 | 1 | 21
2015-06-16 21:00 |  | 4006 | 0 | 0 | 2 | 1 | 22
2015-06-16 22:00 |  | 4007 | 0 | 0 | 2 | 1 | 23
2015-06-16 23:00 |  | 4008 | 0 | 0 | 2 | 1 | 24
2015-06-17 | Workday | 4009 | 0 | 0 | 3 | 1 | 1
2015-06-17 01:00 |  | 4010 | 0 | 0 | 3 | 1 | 2
2015-06-17 02:00 |  | 4011 | 0 | 0 | 3 | 1 | 3
2015-06-17 03:00 |  | 4012 | 0 | 0 | 3 | 1 | 4
2015-06-17 04:00 |  | 4013 | 0 | 0 | 3 | 1 | 5
2015-06-17 05:00 |  | 4014 | 0 | 0 | 3 | 1 | 6
2015-06-17 06:00 |  | 4015 | 0 | 0 | 3 | 1 | 7
2015-06-17 07:00 |  | 4016 | 0 | 0 | 3 | 1 | 8
2015-06-17 08:00 |  | 4017 | 0 | 0 | 3 | 1 | 9
2015-06-17 09:00 |  | 4018 | 0 | 0 | 3 | 1 | 10
2015-06-17 10:00 |  | 4019 | 0 | 0 | 3 | 1 | 11
2015-06-17 11:00 |  | 4020 | 0 | 0 | 3 | 1 | 12
2015-06-17 12:00 |  | 4021 | 0 | 0 | 3 | 1 | 13
2015-06-17 13:00 |  | 4022 | 0 | 0 | 3 | 1 | 14
2015-06-17 14:00 |  | 4023 | 0 | 0 | 3 | 1 | 15
2015-06-17 15:00 |  | 4024 | 0 | 0 | 3 | 1 | 16
2015-06-17 16:00 |  | 4025 | 0 | 0 | 3 | 1 | 17
2015-06-17 17:00 |  | 4026 | 0 | 0 | 3 | 1 | 18
2015-06-17 18:00 |  | 4027 | 0 | 0 | 3 | 1 | 19
2015-06-17 19:00 |  | 4028 | 0 | 0 | 3 | 1 | 20
2015-06-17 20:00 |  | 4029 | 0 | 0 | 3 | 1 | 21
2015-06-17 21:00 |  | 4030 | 0 | 0 | 3 | 1 | 22
2015-06-17 22:00 |  | 4031 | 0 | 0 | 3 | 1 | 23
2015-06-17 23:00 |  | 4032 | 0 | 0 | 3 | 1 | 24
2015-06-18 | Workday | 4033 | 0 | 0 | 4 | 1 | 1
2015-06-18 01:00 |  | 4034 | 0 | 0 | 4 | 1 | 2
2015-06-18 02:00 |  | 4035 | 0 | 0 | 4 | 1 | 3
2015-06-18 03:00 |  | 4036 | 0 | 0 | 4 | 1 | 4
2015-06-18 04:00 |  | 4037 | 0 | 0 | 4 | 1 | 5
2015-06-18 05:00 |  | 4038 | 0 | 0 | 4 | 1 | 6
2015-06-18 06:00 |  | 4039 | 0 | 0 | 4 | 1 | 7
2015-06-18 07:00 |  | 4040 | 0 | 0 | 4 | 1 | 8
2015-06-18 08:00 |  | 4041 | 0 | 0 | 4 | 1 | 9
2015-06-18 09:00 |  | 4042 | 0 | 0 | 4 | 1 | 10
2015-06-18 10:00 |  | 4043 | 0 | 0 | 4 | 1 | 11
2015-06-18 11:00 |  | 4044 | 0 | 0 | 4 | 1 | 12
2015-06-18 12:00 |  | 4045 | 0 | 0 | 4 | 1 | 13
2015-06-18 13:00 |  | 4046 | 0 | 0 | 4 | 1 | 14
2015-06-18 14:00 |  | 4047 | 0 | 0 | 4 | 1 | 15
2015-06-18 15:00 |  | 4048 | 0 | 0 | 4 | 1 | 16
2015-06-18 16:00 |  | 4049 | 0 | 0 | 4 | 1 | 17
2015-06-18 17:00 |  | 4050 | 0 | 0 | 4 | 1 | 18
2015-06-18 18:00 |  | 4051 | 0 | 0 | 4 | 1 | 19
2015-06-18 19:00 |  | 4052 | 0 | 0 | 4 | 1 | 20
2015-06-18 20:00 |  | 4053 | 0 | 0 | 4 | 1 | 21
2015-06-18 21:00 |  | 4054 | 0 | 0 | 4 | 1 | 22
2015-06-18 22:00 |  | 4055 | 0 | 0 | 4 | 1 | 23
2015-06-18 23:00 |  | 4056 | 0 | 0 | 4 | 1 | 24
2015-06-19 | Workday | 4057 | 0 | 0 | 5 | 1 | 1
2015-06-19 01:00 |  | 4058 | 0 | 0 | 5 | 1 | 2
2015-06-19 02:00 |  | 4059 | 0 | 0 | 5 | 1 | 3
2015-06-19 03:00 |  | 4060 | 0 | 0 | 5 | 1 | 4
2015-06-19 04:00 |  | 4061 | 0 | 0 | 5 | 1 | 5
2015-06-19 05:00 |  | 4062 | 0 | 0 | 5 | 1 | 6
2015-06-19 06:00 |  | 4063 | 0 | 0 | 5 | 1 | 7
2015-06-19 07:00 |  | 4064 | 0 | 0 | 5 | 1 | 8
2015-06-19 08:00 |  | 4065 | 0 | 0 | 5 | 1 | 9
2015-06-19 09:00 |  | 4066 | 0 | 0 | 5 | 1 | 10
2015-06-19 10:00 |  | 4067 | 0 | 0 | 5 | 1 | 11
2015-06-19 11:00 |  | 4068 | 0 | 0 | 5 | 1 | 12
2015-06-19 12:00 |  | 4069 | 0 | 0 | 5 | 1 | 13
2015-06-19 13:00 |  | 4070 | 0 | 0 | 5 | 1 | 14
2015-06-19 14:00 |  | 4071 | 0 | 0 | 5 | 1 | 15
2015-06-19 15:00 |  | 4072 | 0 | 0 | 5 | 1 | 16
2015-06-19 16:00 |  | 4073 | 0 | 0 | 5 | 1 | 17
2015-06-19 17:00 |  | 4074 | 0 | 0 | 5 | 1 | 18
2015-06-19 18:00 |  | 4075 | 0 | 0 | 5 | 1 | 19
2015-06-19 19:00 |  | 4076 | 0 | 0 | 5 | 1 | 20
2015-06-19 20:00 |  | 4077 | 0 | 0 | 5 | 1 | 21
2015-06-19 21:00 |  | 4078 | 0 | 0 | 5 | 1 | 22
2015-06-19 22:00 |  | 4079 | 0 | 0 | 5 | 1 | 23
2015-06-19 23:00 |  | 4080 | 0 | 0 | 5 | 1 | 24
2015-06-20 | Saturday | 4081 | 0 | 0 | 6 | 2 | 1
2015-06-20 01:00 |  | 4082 | 0 | 0 | 6 | 2 | 2
2015-06-20 02:00 |  | 4083 | 0 | 0 | 6 | 2 | 3
2015-06-20 03:00 |  | 4084 | 0 | 0 | 6 | 2 | 4
2015-06-20 04:00 |  | 4085 | 0 | 0 | 6 | 2 | 5
2015-06-20 05:00 |  | 4086 | 0 | 0 | 6 | 2 | 6
2015-06-20 06:00 |  | 4087 | 0 | 0 | 6 | 2 | 7
2015-06-20 07:00 |  | 4088 | 0 | 0 | 6 | 2 | 8
2015-06-20 08:00 |  | 4089 | 0 | 0 | 6 | 2 | 9
2015-06-20 09:00 |  | 4090 | 0 | 0 | 6 | 2 | 10
2015-06-20 10:00 |  | 4091 | 0 | 0 | 6 | 2 | 11
2015-06-20 11:00 |  | 4092 | 0 | 0 | 6 | 2 | 12
2015-06-20 12:00 |  | 4093 | 0 | 0 | 6 | 2 | 13
2015-06-20 13:00 |  | 4094 | 0 | 0 | 6 | 2 | 14
2015-06-20 14:00 |  | 4095 | 0 | 0 | 6 | 2 | 15
2015-06-20 15:00 |  | 4096 | 0 | 0 | 6 | 2 | 16
2015-06-20 16:00 |  | 4097 | 0 | 0 | 6 | 2 | 17
2015-06-20 17:00 |  | 4098 | 0 | 0 | 6 | 2 | 18
2015-06-20 18:00 |  | 4099 | 0 | 0 | 6 | 2 | 19
2015-06-20 19:00 |  | 4100 | 0 | 0 | 6 | 2 | 20
2015-06-20 20:00 |  | 4101 | 0 | 0 | 6 | 2 | 21
2015-06-20 21:00 |  | 4102 | 0 | 0 | 6 | 2 | 22
2015-06-20 22:00 |  | 4103 | 0 | 0 | 6 | 2 | 23
2015-06-20 23:00 |  | 4104 | 0 | 0 | 6 | 2 | 24
2015-06-21 | Holiday | 4105 | 0 | 0 | 7 | 3 | 1
2015-06-21 01:00 |  | 4106 | 0 | 0 | 7 | 3 | 2
2015-06-21 02:00 |  | 4107 | 0 | 0 | 7 | 3 | 3
2015-06-21 03:00 |  | 4108 | 0 | 0 | 7 | 3 | 4
2015-06-21 04:00 |  | 4109 | 0 | 0 | 7 | 3 | 5
2015-06-21 05:00 |  | 4110 | 0 | 0 | 7 | 3 | 6
2015-06-21 06:00 |  | 4111 | 0 | 0 | 7 | 3 | 7
2015-06-21 07:00 |  | 4112 | 0 | 0 | 7 | 3 | 8
2015-06-21 08:00 |  | 4113 | 0 | 0 | 7 | 3 | 9
2015-06-21 09:00 |  | 4114 | 0 | 0 | 7 | 3 | 10
2015-06-21 10:00 |  | 4115 | 0 | 0 | 7 | 3 | 11
2015-06-21 11:00 |  | 4116 | 0 | 0 | 7 | 3 | 12
2015-06-21 12:00 |  | 4117 | 0 | 0 | 7 | 3 | 13
2015-06-21 13:00 |  | 4118 | 0 | 0 | 7 | 3 | 14
2015-06-21 14:00 |  | 4119 | 0 | 0 | 7 | 3 | 15
2015-06-21 15:00 |  | 4120 | 0 | 0 | 7 | 3 | 16
2015-06-21 16:00 |  | 4121 | 0 | 0 | 7 | 3 | 17
2015-06-21 17:00 |  | 4122 | 0 | 0 | 7 | 3 | 18
2015-06-21 18:00 |  | 4123 | 0 | 0 | 7 | 3 | 19
2015-06-21 19:00 |  | 4124 | 0 | 0 | 7 | 3 | 20
2015-06-21 20:00 |  | 4125 | 0 | 0 | 7 | 3 | 21
2015-06-21 21:00 |  | 4126 | 0 | 0 | 7 | 3 | 22
2015-06-21 22:00 |  | 4127 | 0 | 0 | 7 | 3 | 23
2015-06-21 23:00 |  | 4128 | 0 | 0 | 7 | 3 | 24
2015-06-22 | Workday | 4129 | 0 | 0 | 1 | 1 | 1
2015-06-22 01:00 |  | 4130 | 0 | 0 | 1 | 1 | 2
2015-06-22 02:00 |  | 4131 | 0 | 0 | 1 | 1 | 3
2015-06-22 03:00 |  | 4132 | 0 | 0 | 1 | 1 | 4
2015-06-22 04:00 |  | 4133 | 0 | 0 | 1 | 1 | 5
2015-06-22 05:00 |  | 4134 | 0 | 0 | 1 | 1 | 6
2015-06-22 06:00 |  | 4135 | 0 | 0 | 1 | 1 | 7
2015-06-22 07:00 |  | 4136 | 0 | 0 | 1 | 1 | 8
2015-06-22 08:00 |  | 4137 | 0 | 0 | 1 | 1 | 9
2015-06-22 09:00 |  | 4138 | 0 | 0 | 1 | 1 | 10
2015-06-22 10:00 |  | 4139 | 0 | 0 | 1 | 1 | 11
2015-06-22 11:00 |  | 4140 | 0 | 0 | 1 | 1 | 12
2015-06-22 12:00 |  | 4141 | 0 | 0 | 1 | 1 | 13
2015-06-22 13:00 |  | 4142 | 0 | 0 | 1 | 1 | 14
2015-06-22 14:00 |  | 4143 | 0 | 0 | 1 | 1 | 15
2015-06-22 15:00 |  | 4144 | 0 | 0 | 1 | 1 | 16
2015-06-22 16:00 |  | 4145 | 0 | 0 | 1 | 1 | 17
2015-06-22 17:00 |  | 4146 | 0 | 0 | 1 | 1 | 18
2015-06-22 18:00 |  | 4147 | 0 | 0 | 1 | 1 | 19
2015-06-22 19:00 |  | 4148 | 0 | 0 | 1 | 1 | 20
2015-06-22 20:00 |  | 4149 | 0 | 0 | 1 | 1 | 21
2015-06-22 21:00 |  | 4150 | 0 | 0 | 1 | 1 | 22
2015-06-22 22:00 |  | 4151 | 0 | 0 | 1 | 1 | 23
2015-06-22 23:00 |  | 4152 | 0 | 0 | 1 | 1 | 24
2015-06-23 | Workday | 4153 | 0 | 0 | 2 | 1 | 1
2015-06-23 01:00 |  | 4154 | 0 | 0 | 2 | 1 | 2
2015-06-23 02:00 |  | 4155 | 0 | 0 | 2 | 1 | 3
2015-06-23 03:00 |  | 4156 | 0 | 0 | 2 | 1 | 4
2015-06-23 04:00 |  | 4157 | 0 | 0 | 2 | 1 | 5
2015-06-23 05:00 |  | 4158 | 0 | 0 | 2 | 1 | 6
2015-06-23 06:00 |  | 4159 | 0 | 0 | 2 | 1 | 7
2015-06-23 07:00 |  | 4160 | 0 | 0 | 2 | 1 | 8
2015-06-23 08:00 |  | 4161 | 0 | 0 | 2 | 1 | 9
2015-06-23 09:00 |  | 4162 | 0 | 0 | 2 | 1 | 10
2015-06-23 10:00 |  | 4163 | 0 | 0 | 2 | 1 | 11
2015-06-23 11:00 |  | 4164 | 0 | 0 | 2 | 1 | 12
2015-06-23 12:00 |  | 4165 | 0 | 0 | 2 | 1 | 13
2015-06-23 13:00 |  | 4166 | 0 | 0 | 2 | 1 | 14
2015-06-23 14:00 |  | 4167 | 0 | 0 | 2 | 1 | 15
2015-06-23 15:00 |  | 4168 | 0 | 0 | 2 | 1 | 16
2015-06-23 16:00 |  | 4169 | 0 | 0 | 2 | 1 | 17
2015-06-23 17:00 |  | 4170 | 0 | 0 | 2 | 1 | 18
2015-06-23 18:00 |  | 4171 | 0 | 0 | 2 | 1 | 19
2015-06-23 19:00 |  | 4172 | 0 | 0 | 2 | 1 | 20
2015-06-23 20:00 |  | 4173 | 0 | 0 | 2 | 1 | 21
2015-06-23 21:00 |  | 4174 | 0 | 0 | 2 | 1 | 22
2015-06-23 22:00 |  | 4175 | 0 | 0 | 2 | 1 | 23
2015-06-23 23:00 |  | 4176 | 0 | 0 | 2 | 1 | 24
2015-06-24 | Workday | 4177 | 0 | 0 | 3 | 1 | 1
2015-06-24 01:00 |  | 4178 | 0 | 0 | 3 | 1 | 2
2015-06-24 02:00 |  | 4179 | 0 | 0 | 3 | 1 | 3
2015-06-24 03:00 |  | 4180 | 0 | 0 | 3 | 1 | 4
2015-06-24 04:00 |  | 4181 | 0 | 0 | 3 | 1 | 5
2015-06-24 05:00 |  | 4182 | 0 | 0 | 3 | 1 | 6
2015-06-24 06:00 |  | 4183 | 0 | 0 | 3 | 1 | 7
2015-06-24 07:00 |  | 4184 | 0 | 0 | 3 | 1 | 8
2015-06-24 08:00 |  | 4185 | 0 | 0 | 3 | 1 | 9
2015-06-24 09:00 |  | 4186 | 0 | 0 | 3 | 1 | 10
2015-06-24 10:00 |  | 4187 | 0 | 0 | 3 | 1 | 11
2015-06-24 11:00 |  | 4188 | 0 | 0 | 3 | 1 | 12
2015-06-24 12:00 |  | 4189 | 0 | 0 | 3 | 1 | 13
2015-06-24 13:00 |  | 4190 | 0 | 0 | 3 | 1 | 14
2015-06-24 14:00 |  | 4191 | 0 | 0 | 3 | 1 | 15
2015-06-24 15:00 |  | 4192 | 0 | 0 | 3 | 1 | 16
2015-06-24 16:00 |  | 4193 | 0 | 0 | 3 | 1 | 17
2015-06-24 17:00 |  | 4194 | 0 | 0 | 3 | 1 | 18
2015-06-24 18:00 |  | 4195 | 0 | 0 | 3 | 1 | 19
2015-06-24 19:00 |  | 4196 | 0 | 0 | 3 | 1 | 20
2015-06-24 20:00 |  | 4197 | 0 | 0 | 3 | 1 | 21
2015-06-24 21:00 |  | 4198 | 0 | 0 | 3 | 1 | 22
2015-06-24 22:00 |  | 4199 | 0 | 0 | 3 | 1 | 23
2015-06-24 23:00 |  | 4200 | 0 | 0 | 3 | 1 | 24
2015-06-25 | Workday | 4201 | 0 | 0 | 4 | 1 | 1
2015-06-25 01:00 |  | 4202 | 0 | 0 | 4 | 1 | 2
2015-06-25 02:00 |  | 4203 | 0 | 0 | 4 | 1 | 3
2015-06-25 03:00 |  | 4204 | 0 | 0 | 4 | 1 | 4
2015-06-25 04:00 |  | 4205 | 0 | 0 | 4 | 1 | 5
2015-06-25 05:00 |  | 4206 | 0 | 0 | 4 | 1 | 6
2015-06-25 06:00 |  | 4207 | 0 | 0 | 4 | 1 | 7
2015-06-25 07:00 |  | 4208 | 0 | 0 | 4 | 1 | 8
2015-06-25 08:00 |  | 4209 | 0 | 0 | 4 | 1 | 9
2015-06-25 09:00 |  | 4210 | 0 | 0 | 4 | 1 | 10
2015-06-25 10:00 |  | 4211 | 0 | 0 | 4 | 1 | 11
2015-06-25 11:00 |  | 4212 | 0 | 0 | 4 | 1 | 12
2015-06-25 12:00 |  | 4213 | 0 | 0 | 4 | 1 | 13
2015-06-25 13:00 |  | 4214 | 0 | 0 | 4 | 1 | 14
2015-06-25 14:00 |  | 4215 | 0 | 0 | 4 | 1 | 15
2015-06-25 15:00 |  | 4216 | 0 | 0 | 4 | 1 | 16
2015-06-25 16:00 |  | 4217 | 0 | 0 | 4 | 1 | 17
2015-06-25 17:00 |  | 4218 | 0 | 0 | 4 | 1 | 18
2015-06-25 18:00 |  | 4219 | 0 | 0 | 4 | 1 | 19
2015-06-25 19:00 |  | 4220 | 0 | 0 | 4 | 1 | 20
2015-06-25 20:00 |  | 4221 | 0 | 0 | 4 | 1 | 21
2015-06-25 21:00 |  | 4222 | 0 | 0 | 4 | 1 | 22
2015-06-25 22:00 |  | 4223 | 0 | 0 | 4 | 1 | 23
2015-06-25 23:00 |  | 4224 | 0 | 0 | 4 | 1 | 24
2015-06-26 | Workday | 4225 | 0 | 0 | 5 | 1 | 1
2015-06-26 01:00 |  | 4226 | 0 | 0 | 5 | 1 | 2
2015-06-26 02:00 |  | 4227 | 0 | 0 | 5 | 1 | 3
2015-06-26 03:00 |  | 4228 | 0 | 0 | 5 | 1 | 4
2015-06-26 04:00 |  | 4229 | 0 | 0 | 5 | 1 | 5
2015-06-26 05:00 |  | 4230 | 0 | 0 | 5 | 1 | 6
2015-06-26 06:00 |  | 4231 | 0 | 0 | 5 | 1 | 7
2015-06-26 07:00 |  | 4232 | 0 | 0 | 5 | 1 | 8
2015-06-26 08:00 |  | 4233 | 0 | 0 | 5 | 1 | 9
2015-06-26 09:00 |  | 4234 | 0 | 0 | 5 | 1 | 10
2015-06-26 10:00 |  | 4235 | 0 | 0 | 5 | 1 | 11
2015-06-26 11:00 |  | 4236 | 0 | 0 | 5 | 1 | 12
2015-06-26 12:00 |  | 4237 | 0 | 0 | 5 | 1 | 13
2015-06-26 13:00 |  | 4238 | 0 | 0 | 5 | 1 | 14
2015-06-26 14:00 |  | 4239 | 0 | 0 | 5 | 1 | 15
2015-06-26 15:00 |  | 4240 | 0 | 0 | 5 | 1 | 16
2015-06-26 16:00 |  | 4241 | 0 | 0 | 5 | 1 | 17
2015-06-26 17:00 |  | 4242 | 0 | 0 | 5 | 1 | 18
2015-06-26 18:00 |  | 4243 | 0 | 0 | 5 | 1 | 19
2015-06-26 19:00 |  | 4244 | 0 | 0 | 5 | 1 | 20
2015-06-26 20:00 |  | 4245 | 0 | 0 | 5 | 1 | 21
2015-06-26 21:00 |  | 4246 | 0 | 0 | 5 | 1 | 22
2015-06-26 22:00 |  | 4247 | 0 | 0 | 5 | 1 | 23
2015-06-26 23:00 |  | 4248 | 0 | 0 | 5 | 1 | 24
2015-06-27 | Saturday | 4249 | 0 | 0 | 6 | 2 | 1
2015-06-27 01:00 |  | 4250 | 0 | 0 | 6 | 2 | 2
2015-06-27 02:00 |  | 4251 | 0 | 0 | 6 | 2 | 3
2015-06-27 03:00 |  | 4252 | 0 | 0 | 6 | 2 | 4
2015-06-27 04:00 |  | 4253 | 0 | 0 | 6 | 2 | 5
2015-06-27 05:00 |  | 4254 | 0 | 0 | 6 | 2 | 6
2015-06-27 06:00 |  | 4255 | 0 | 0 | 6 | 2 | 7
2015-06-27 07:00 |  | 4256 | 0 | 0 | 6 | 2 | 8
2015-06-27 08:00 |  | 4257 | 0 | 0 | 6 | 2 | 9
2015-06-27 09:00 |  | 4258 | 0 | 0 | 6 | 2 | 10
2015-06-27 10:00 |  | 4259 | 0 | 0 | 6 | 2 | 11
2015-06-27 11:00 |  | 4260 | 0 | 0 | 6 | 2 | 12
2015-06-27 12:00 |  | 4261 | 0 | 0 | 6 | 2 | 13
2015-06-27 13:00 |  | 4262 | 0 | 0 | 6 | 2 | 14
2015-06-27 14:00 |  | 4263 | 0 | 0 | 6 | 2 | 15
2015-06-27 15:00 |  | 4264 | 0 | 0 | 6 | 2 | 16
2015-06-27 16:00 |  | 4265 | 0 | 0 | 6 | 2 | 17
2015-06-27 17:00 |  | 4266 | 0 | 0 | 6 | 2 | 18
2015-06-27 18:00 |  | 4267 | 0 | 0 | 6 | 2 | 19
2015-06-27 19:00 |  | 4268 | 0 | 0 | 6 | 2 | 20
2015-06-27 20:00 |  | 4269 | 0 | 0 | 6 | 2 | 21
2015-06-27 21:00 |  | 4270 | 0 | 0 | 6 | 2 | 22
2015-06-27 22:00 |  | 4271 | 0 | 0 | 6 | 2 | 23
2015-06-27 23:00 |  | 4272 | 0 | 0 | 6 | 2 | 24
2015-06-28 | Holiday | 4273 | 0 | 0 | 7 | 3 | 1
2015-06-28 01:00 |  | 4274 | 0 | 0 | 7 | 3 | 2
2015-06-28 02:00 |  | 4275 | 0 | 0 | 7 | 3 | 3
2015-06-28 03:00 |  | 4276 | 0 | 0 | 7 | 3 | 4
2015-06-28 04:00 |  | 4277 | 0 | 0 | 7 | 3 | 5
2015-06-28 05:00 |  | 4278 | 0 | 0 | 7 | 3 | 6
2015-06-28 06:00 |  | 4279 | 0 | 0 | 7 | 3 | 7
2015-06-28 07:00 |  | 4280 | 0 | 0 | 7 | 3 | 8
2015-06-28 08:00 |  | 4281 | 0 | 0 | 7 | 3 | 9
2015-06-28 09:00 |  | 4282 | 0 | 0 | 7 | 3 | 10
2015-06-28 10:00 |  | 4283 | 0 | 0 | 7 | 3 | 11
2015-06-28 11:00 |  | 4284 | 0 | 0 | 7 | 3 | 12
2015-06-28 12:00 |  | 4285 | 0 | 0 | 7 | 3 | 13
2015-06-28 13:00 |  | 4286 | 0 | 0 | 7 | 3 | 14
2015-06-28 14:00 |  | 4287 | 0 | 0 | 7 | 3 | 15
2015-06-28 15:00 |  | 4288 | 0 | 0 | 7 | 3 | 16
2015-06-28 16:00 |  | 4289 | 0 | 0 | 7 | 3 | 17
2015-06-28 17:00 |  | 4290 | 0 | 0 | 7 | 3 | 18
2015-06-28 18:00 |  | 4291 | 0 | 0 | 7 | 3 | 19
2015-06-28 19:00 |  | 4292 | 0 | 0 | 7 | 3 | 20
2015-06-28 20:00 |  | 4293 | 0 | 0 | 7 | 3 | 21
2015-06-28 21:00 |  | 4294 | 0 | 0 | 7 | 3 | 22
2015-06-28 22:00 |  | 4295 | 0 | 0 | 7 | 3 | 23
2015-06-28 23:00 |  | 4296 | 0 | 0 | 7 | 3 | 24
2015-06-29 | Workday | 4297 | 0 | 0 | 1 | 1 | 1
2015-06-29 01:00 |  | 4298 | 0 | 0 | 1 | 1 | 2
2015-06-29 02:00 |  | 4299 | 0 | 0 | 1 | 1 | 3
2015-06-29 03:00 |  | 4300 | 0 | 0 | 1 | 1 | 4
2015-06-29 04:00 |  | 4301 | 0 | 0 | 1 | 1 | 5
2015-06-29 05:00 |  | 4302 | 0 | 0 | 1 | 1 | 6
2015-06-29 06:00 |  | 4303 | 0 | 0 | 1 | 1 | 7
2015-06-29 07:00 |  | 4304 | 0 | 0 | 1 | 1 | 8
2015-06-29 08:00 |  | 4305 | 0 | 0 | 1 | 1 | 9
2015-06-29 09:00 |  | 4306 | 0 | 0 | 1 | 1 | 10
2015-06-29 10:00 |  | 4307 | 0 | 0 | 1 | 1 | 11
2015-06-29 11:00 |  | 4308 | 0 | 0 | 1 | 1 | 12
2015-06-29 12:00 |  | 4309 | 0 | 0 | 1 | 1 | 13
2015-06-29 13:00 |  | 4310 | 0 | 0 | 1 | 1 | 14
2015-06-29 14:00 |  | 4311 | 0 | 0 | 1 | 1 | 15
2015-06-29 15:00 |  | 4312 | 0 | 0 | 1 | 1 | 16
2015-06-29 16:00 |  | 4313 | 0 | 0 | 1 | 1 | 17
2015-06-29 17:00 |  | 4314 | 0 | 0 | 1 | 1 | 18
2015-06-29 18:00 |  | 4315 | 0 | 0 | 1 | 1 | 19
2015-06-29 19:00 |  | 4316 | 0 | 0 | 1 | 1 | 20
2015-06-29 20:00 |  | 4317 | 0 | 0 | 1 | 1 | 21
2015-06-29 21:00 |  | 4318 | 0 | 0 | 1 | 1 | 22
2015-06-29 22:00 |  | 4319 | 0 | 0 | 1 | 1 | 23
2015-06-29 23:00 |  | 4320 | 0 | 0 | 1 | 1 | 24
2015-06-30 | Workday | 4321 | 0 | 0 | 2 | 1 | 1
2015-06-30 01:00 |  | 4322 | 0 | 0 | 2 | 1 | 2
2015-06-30 02:00 |  | 4323 | 0 | 0 | 2 | 1 | 3
2015-06-30 03:00 |  | 4324 | 0 | 0 | 2 | 1 | 4
2015-06-30 04:00 |  | 4325 | 0 | 0 | 2 | 1 | 5
2015-06-30 05:00 |  | 4326 | 0 | 0 | 2 | 1 | 6
2015-06-30 06:00 |  | 4327 | 0 | 0 | 2 | 1 | 7
2015-06-30 07:00 |  | 4328 | 0 | 0 | 2 | 1 | 8
2015-06-30 08:00 |  | 4329 | 0 | 0 | 2 | 1 | 9
2015-06-30 09:00 |  | 4330 | 0 | 0 | 2 | 1 | 10
2015-06-30 10:00 |  | 4331 | 0 | 0 | 2 | 1 | 11
2015-06-30 11:00 |  | 4332 | 0 | 0 | 2 | 1 | 12
2015-06-30 12:00 |  | 4333 | 0 | 0 | 2 | 1 | 13
2015-06-30 13:00 |  | 4334 | 0 | 0 | 2 | 1 | 14
2015-06-30 14:00 |  | 4335 | 0 | 0 | 2 | 1 | 15
2015-06-30 15:00 |  | 4336 | 0 | 0 | 2 | 1 | 16
2015-06-30 16:00 |  | 4337 | 0 | 0 | 2 | 1 | 17
2015-06-30 17:00 |  | 4338 | 0 | 0 | 2 | 1 | 18
2015-06-30 18:00 |  | 4339 | 0 | 0 | 2 | 1 | 19
2015-06-30 19:00 |  | 4340 | 0 | 0 | 2 | 1 | 20
2015-06-30 20:00 |  | 4341 | 0 | 0 | 2 | 1 | 21
2015-06-30 21:00 |  | 4342 | 0 | 0 | 2 | 1 | 22
2015-06-30 22:00 |  | 4343 | 0 | 0 | 2 | 1 | 23
2015-06-30 23:00 |  | 4344 | 0 | 0 | 2 | 1 | 24
2015-07-01 | Workday | 4345 | 0 | 0 | 3 | 1 | 1
2015-07-01 01:00 |  | 4346 | 0 | 0 | 3 | 1 | 2
2015-07-01 02:00 |  | 4347 | 0 | 0 | 3 | 1 | 3
2015-07-01 03:00 |  | 4348 | 0 | 0 | 3 | 1 | 4
2015-07-01 04:00 |  | 4349 | 0 | 0 | 3 | 1 | 5
2015-07-01 05:00 |  | 4350 | 0 | 0 | 3 | 1 | 6
2015-07-01 06:00 |  | 4351 | 0 | 0 | 3 | 1 | 7
2015-07-01 07:00 |  | 4352 | 0 | 0 | 3 | 1 | 8
2015-07-01 08:00 |  | 4353 | 0 | 0 | 3 | 1 | 9
2015-07-01 09:00 |  | 4354 | 0 | 0 | 3 | 1 | 10
2015-07-01 10:00 |  | 4355 | 0 | 0 | 3 | 1 | 11
2015-07-01 11:00 |  | 4356 | 0 | 0 | 3 | 1 | 12
2015-07-01 12:00 |  | 4357 | 0 | 0 | 3 | 1 | 13
2015-07-01 13:00 |  | 4358 | 0 | 0 | 3 | 1 | 14
2015-07-01 14:00 |  | 4359 | 0 | 0 | 3 | 1 | 15
2015-07-01 15:00 |  | 4360 | 0 | 0 | 3 | 1 | 16
2015-07-01 16:00 |  | 4361 | 0 | 0 | 3 | 1 | 17
2015-07-01 17:00 |  | 4362 | 0 | 0 | 3 | 1 | 18
2015-07-01 18:00 |  | 4363 | 0 | 0 | 3 | 1 | 19
2015-07-01 19:00 |  | 4364 | 0 | 0 | 3 | 1 | 20
2015-07-01 20:00 |  | 4365 | 0 | 0 | 3 | 1 | 21
2015-07-01 21:00 |  | 4366 | 0 | 0 | 3 | 1 | 22
2015-07-01 22:00 |  | 4367 | 0 | 0 | 3 | 1 | 23
2015-07-01 23:00 |  | 4368 | 0 | 0 | 3 | 1 | 24
2015-07-02 | Workday | 4369 | 0 | 0 | 4 | 1 | 1
2015-07-02 01:00 |  | 4370 | 0 | 0 | 4 | 1 | 2
2015-07-02 02:00 |  | 4371 | 0 | 0 | 4 | 1 | 3
2015-07-02 03:00 |  | 4372 | 0 | 0 | 4 | 1 | 4
2015-07-02 04:00 |  | 4373 | 0 | 0 | 4 | 1 | 5
2015-07-02 05:00 |  | 4374 | 0 | 0 | 4 | 1 | 6
2015-07-02 06:00 |  | 4375 | 0 | 0 | 4 | 1 | 7
2015-07-02 07:00 |  | 4376 | 0 | 0 | 4 | 1 | 8
2015-07-02 08:00 |  | 4377 | 0 | 0 | 4 | 1 | 9
2015-07-02 09:00 |  | 4378 | 0 | 0 | 4 | 1 | 10
2015-07-02 10:00 |  | 4379 | 0 | 0 | 4 | 1 | 11
2015-07-02 11:00 |  | 4380 | 0 | 0 | 4 | 1 | 12
2015-07-02 12:00 |  | 4381 | 0 | 0 | 4 | 1 | 13
2015-07-02 13:00 |  | 4382 | 0 | 0 | 4 | 1 | 14
2015-07-02 14:00 |  | 4383 | 0 | 0 | 4 | 1 | 15
2015-07-02 15:00 |  | 4384 | 0 | 0 | 4 | 1 | 16
2015-07-02 16:00 |  | 4385 | 0 | 0 | 4 | 1 | 17
2015-07-02 17:00 |  | 4386 | 0 | 0 | 4 | 1 | 18
2015-07-02 18:00 |  | 4387 | 0 | 0 | 4 | 1 | 19
2015-07-02 19:00 |  | 4388 | 0 | 0 | 4 | 1 | 20
2015-07-02 20:00 |  | 4389 | 0 | 0 | 4 | 1 | 21
2015-07-02 21:00 |  | 4390 | 0 | 0 | 4 | 1 | 22
2015-07-02 22:00 |  | 4391 | 0 | 0 | 4 | 1 | 23
2015-07-02 23:00 |  | 4392 | 0 | 0 | 4 | 1 | 24
2015-07-03 | Workday | 4393 | 0 | 0 | 5 | 1 | 1
2015-07-03 01:00 |  | 4394 | 0 | 0 | 5 | 1 | 2
2015-07-03 02:00 |  | 4395 | 0 | 0 | 5 | 1 | 3
2015-07-03 03:00 |  | 4396 | 0 | 0 | 5 | 1 | 4
2015-07-03 04:00 |  | 4397 | 0 | 0 | 5 | 1 | 5
2015-07-03 05:00 |  | 4398 | 0 | 0 | 5 | 1 | 6
2015-07-03 06:00 |  | 4399 | 0 | 0 | 5 | 1 | 7
2015-07-03 07:00 |  | 4400 | 0 | 0 | 5 | 1 | 8
2015-07-03 08:00 |  | 4401 | 0 | 0 | 5 | 1 | 9
2015-07-03 09:00 |  | 4402 | 0 | 0 | 5 | 1 | 10
2015-07-03 10:00 |  | 4403 | 0 | 0 | 5 | 1 | 11
2015-07-03 11:00 |  | 4404 | 0 | 0 | 5 | 1 | 12
2015-07-03 12:00 |  | 4405 | 0 | 0 | 5 | 1 | 13
2015-07-03 13:00 |  | 4406 | 0 | 0 | 5 | 1 | 14
2015-07-03 14:00 |  | 4407 | 0 | 0 | 5 | 1 | 15
2015-07-03 15:00 |  | 4408 | 0 | 0 | 5 | 1 | 16
2015-07-03 16:00 |  | 4409 | 0 | 0 | 5 | 1 | 17
2015-07-03 17:00 |  | 4410 | 0 | 0 | 5 | 1 | 18
2015-07-03 18:00 |  | 4411 | 0 | 0 | 5 | 1 | 19
2015-07-03 19:00 |  | 4412 | 0 | 0 | 5 | 1 | 20
2015-07-03 20:00 |  | 4413 | 0 | 0 | 5 | 1 | 21
2015-07-03 21:00 |  | 4414 | 0 | 0 | 5 | 1 | 22
2015-07-03 22:00 |  | 4415 | 0 | 0 | 5 | 1 | 23
2015-07-03 23:00 |  | 4416 | 0 | 0 | 5 | 1 | 24
2015-07-04 | Saturday | 4417 | 0 | 0 | 6 | 2 | 1
2015-07-04 01:00 |  | 4418 | 0 | 0 | 6 | 2 | 2
2015-07-04 02:00 |  | 4419 | 0 | 0 | 6 | 2 | 3
2015-07-04 03:00 |  | 4420 | 0 | 0 | 6 | 2 | 4
2015-07-04 04:00 |  | 4421 | 0 | 0 | 6 | 2 | 5
2015-07-04 05:00 |  | 4422 | 0 | 0 | 6 | 2 | 6
2015-07-04 06:00 |  | 4423 | 0 | 0 | 6 | 2 | 7
2015-07-04 07:00 |  | 4424 | 0 | 0 | 6 | 2 | 8
2015-07-04 08:00 |  | 4425 | 0 | 0 | 6 | 2 | 9
2015-07-04 09:00 |  | 4426 | 0 | 0 | 6 | 2 | 10
2015-07-04 10:00 |  | 4427 | 0 | 0 | 6 | 2 | 11
2015-07-04 11:00 |  | 4428 | 0 | 0 | 6 | 2 | 12
2015-07-04 12:00 |  | 4429 | 0 | 0 | 6 | 2 | 13
2015-07-04 13:00 |  | 4430 | 0 | 0 | 6 | 2 | 14
2015-07-04 14:00 |  | 4431 | 0 | 0 | 6 | 2 | 15
2015-07-04 15:00 |  | 4432 | 0 | 0 | 6 | 2 | 16
2015-07-04 16:00 |  | 4433 | 0 | 0 | 6 | 2 | 17
2015-07-04 17:00 |  | 4434 | 0 | 0 | 6 | 2 | 18
2015-07-04 18:00 |  | 4435 | 0 | 0 | 6 | 2 | 19
2015-07-04 19:00 |  | 4436 | 0 | 0 | 6 | 2 | 20
2015-07-04 20:00 |  | 4437 | 0 | 0 | 6 | 2 | 21
2015-07-04 21:00 |  | 4438 | 0 | 0 | 6 | 2 | 22
2015-07-04 22:00 |  | 4439 | 0 | 0 | 6 | 2 | 23
2015-07-04 23:00 |  | 4440 | 0 | 0 | 6 | 2 | 24
2015-07-05 | Holiday | 4441 | 0 | 0 | 7 | 3 | 1
2015-07-05 01:00 |  | 4442 | 0 | 0 | 7 | 3 | 2
2015-07-05 02:00 |  | 4443 | 0 | 0 | 7 | 3 | 3
2015-07-05 03:00 |  | 4444 | 0 | 0 | 7 | 3 | 4
2015-07-05 04:00 |  | 4445 | 0 | 0 | 7 | 3 | 5
2015-07-05 05:00 |  | 4446 | 0 | 0 | 7 | 3 | 6
2015-07-05 06:00 |  | 4447 | 0 | 0 | 7 | 3 | 7
2015-07-05 07:00 |  | 4448 | 0 | 0 | 7 | 3 | 8
2015-07-05 08:00 |  | 4449 | 0 | 0 | 7 | 3 | 9
2015-07-05 09:00 |  | 4450 | 0 | 0 | 7 | 3 | 10
2015-07-05 10:00 |  | 4451 | 0 | 0 | 7 | 3 | 11
2015-07-05 11:00 |  | 4452 | 0 | 0 | 7 | 3 | 12
2015-07-05 12:00 |  | 4453 | 0 | 0 | 7 | 3 | 13
2015-07-05 13:00 |  | 4454 | 0 | 0 | 7 | 3 | 14
2015-07-05 14:00 |  | 4455 | 0 | 0 | 7 | 3 | 15
2015-07-05 15:00 |  | 4456 | 0 | 0 | 7 | 3 | 16
2015-07-05 16:00 |  | 4457 | 0 | 0 | 7 | 3 | 17
2015-07-05 17:00 |  | 4458 | 0 | 0 | 7 | 3 | 18
2015-07-05 18:00 |  | 4459 | 0 | 0 | 7 | 3 | 19
2015-07-05 19:00 |  | 4460 | 0 | 0 | 7 | 3 | 20
2015-07-05 20:00 |  | 4461 | 0 | 0 | 7 | 3 | 21
2015-07-05 21:00 |  | 4462 | 0 | 0 | 7 | 3 | 22
2015-07-05 22:00 |  | 4463 | 0 | 0 | 7 | 3 | 23
2015-07-05 23:00 |  | 4464 | 0 | 0 | 7 | 3 | 24
2015-07-06 | Workday | 4465 | 0 | 0 | 1 | 1 | 1
2015-07-06 01:00 |  | 4466 | 0 | 0 | 1 | 1 | 2
2015-07-06 02:00 |  | 4467 | 0 | 0 | 1 | 1 | 3
2015-07-06 03:00 |  | 4468 | 0 | 0 | 1 | 1 | 4
2015-07-06 04:00 |  | 4469 | 0 | 0 | 1 | 1 | 5
2015-07-06 05:00 |  | 4470 | 0 | 0 | 1 | 1 | 6
2015-07-06 06:00 |  | 4471 | 0 | 0 | 1 | 1 | 7
2015-07-06 07:00 |  | 4472 | 0 | 0 | 1 | 1 | 8
2015-07-06 08:00 |  | 4473 | 0 | 0 | 1 | 1 | 9
2015-07-06 09:00 |  | 4474 | 0 | 0 | 1 | 1 | 10
2015-07-06 10:00 |  | 4475 | 0 | 0 | 1 | 1 | 11
2015-07-06 11:00 |  | 4476 | 0 | 0 | 1 | 1 | 12
2015-07-06 12:00 |  | 4477 | 0 | 0 | 1 | 1 | 13
2015-07-06 13:00 |  | 4478 | 0 | 0 | 1 | 1 | 14
2015-07-06 14:00 |  | 4479 | 0 | 0 | 1 | 1 | 15
2015-07-06 15:00 |  | 4480 | 0 | 0 | 1 | 1 | 16
2015-07-06 16:00 |  | 4481 | 0 | 0 | 1 | 1 | 17
2015-07-06 17:00 |  | 4482 | 0 | 0 | 1 | 1 | 18
2015-07-06 18:00 |  | 4483 | 0 | 0 | 1 | 1 | 19
2015-07-06 19:00 |  | 4484 | 0 | 0 | 1 | 1 | 20
2015-07-06 20:00 |  | 4485 | 0 | 0 | 1 | 1 | 21
2015-07-06 21:00 |  | 4486 | 0 | 0 | 1 | 1 | 22
2015-07-06 22:00 |  | 4487 | 0 | 0 | 1 | 1 | 23
2015-07-06 23:00 |  | 4488 | 0 | 0 | 1 | 1 | 24
2015-07-07 | Workday | 4489 | 0 | 0 | 2 | 1 | 1
2015-07-07 01:00 |  | 4490 | 0 | 0 | 2 | 1 | 2
2015-07-07 02:00 |  | 4491 | 0 | 0 | 2 | 1 | 3
2015-07-07 03:00 |  | 4492 | 0 | 0 | 2 | 1 | 4
2015-07-07 04:00 |  | 4493 | 0 | 0 | 2 | 1 | 5
2015-07-07 05:00 |  | 4494 | 0 | 0 | 2 | 1 | 6
2015-07-07 06:00 |  | 4495 | 0 | 0 | 2 | 1 | 7
2015-07-07 07:00 |  | 4496 | 0 | 0 | 2 | 1 | 8
2015-07-07 08:00 |  | 4497 | 0 | 0 | 2 | 1 | 9
2015-07-07 09:00 |  | 4498 | 0 | 0 | 2 | 1 | 10
2015-07-07 10:00 |  | 4499 | 0 | 0 | 2 | 1 | 11
2015-07-07 11:00 |  | 4500 | 0 | 0 | 2 | 1 | 12
2015-07-07 12:00 |  | 4501 | 0 | 0 | 2 | 1 | 13
2015-07-07 13:00 |  | 4502 | 0 | 0 | 2 | 1 | 14
2015-07-07 14:00 |  | 4503 | 0 | 0 | 2 | 1 | 15
2015-07-07 15:00 |  | 4504 | 0 | 0 | 2 | 1 | 16
2015-07-07 16:00 |  | 4505 | 0 | 0 | 2 | 1 | 17
2015-07-07 17:00 |  | 4506 | 0 | 0 | 2 | 1 | 18
2015-07-07 18:00 |  | 4507 | 0 | 0 | 2 | 1 | 19
2015-07-07 19:00 |  | 4508 | 0 | 0 | 2 | 1 | 20
2015-07-07 20:00 |  | 4509 | 0 | 0 | 2 | 1 | 21
2015-07-07 21:00 |  | 4510 | 0 | 0 | 2 | 1 | 22
2015-07-07 22:00 |  | 4511 | 0 | 0 | 2 | 1 | 23
2015-07-07 23:00 |  | 4512 | 0 | 0 | 2 | 1 | 24
2015-07-08 | Workday | 4513 | 0 | 0 | 3 | 1 | 1
2015-07-08 01:00 |  | 4514 | 0 | 0 | 3 | 1 | 2
2015-07-08 02:00 |  | 4515 | 0 | 0 | 3 | 1 | 3
2015-07-08 03:00 |  | 4516 | 0 | 0 | 3 | 1 | 4
2015-07-08 04:00 |  | 4517 | 0 | 0 | 3 | 1 | 5
2015-07-08 05:00 |  | 4518 | 0 | 0 | 3 | 1 | 6
2015-07-08 06:00 |  | 4519 | 0 | 0 | 3 | 1 | 7
2015-07-08 07:00 |  | 4520 | 0 | 0 | 3 | 1 | 8
2015-07-08 08:00 |  | 4521 | 0 | 0 | 3 | 1 | 9
2015-07-08 09:00 |  | 4522 | 0 | 0 | 3 | 1 | 10
2015-07-08 10:00 |  | 4523 | 0 | 0 | 3 | 1 | 11
2015-07-08 11:00 |  | 4524 | 0 | 0 | 3 | 1 | 12
2015-07-08 12:00 |  | 4525 | 0 | 0 | 3 | 1 | 13
2015-07-08 13:00 |  | 4526 | 0 | 0 | 3 | 1 | 14
2015-07-08 14:00 |  | 4527 | 0 | 0 | 3 | 1 | 15
2015-07-08 15:00 |  | 4528 | 0 | 0 | 3 | 1 | 16
2015-07-08 16:00 |  | 4529 | 0 | 0 | 3 | 1 | 17
2015-07-08 17:00 |  | 4530 | 0 | 0 | 3 | 1 | 18
2015-07-08 18:00 |  | 4531 | 0 | 0 | 3 | 1 | 19
2015-07-08 19:00 |  | 4532 | 0 | 0 | 3 | 1 | 20
2015-07-08 20:00 |  | 4533 | 0 | 0 | 3 | 1 | 21
2015-07-08 21:00 |  | 4534 | 0 | 0 | 3 | 1 | 22
2015-07-08 22:00 |  | 4535 | 0 | 0 | 3 | 1 | 23
2015-07-08 23:00 |  | 4536 | 0 | 0 | 3 | 1 | 24
2015-07-09 | Workday | 4537 | 0 | 0 | 4 | 1 | 1
2015-07-09 01:00 |  | 4538 | 0 | 0 | 4 | 1 | 2
2015-07-09 02:00 |  | 4539 | 0 | 0 | 4 | 1 | 3
2015-07-09 03:00 |  | 4540 | 0 | 0 | 4 | 1 | 4
2015-07-09 04:00 |  | 4541 | 0 | 0 | 4 | 1 | 5
2015-07-09 05:00 |  | 4542 | 0 | 0 | 4 | 1 | 6
2015-07-09 06:00 |  | 4543 | 0 | 0 | 4 | 1 | 7
2015-07-09 07:00 |  | 4544 | 0 | 0 | 4 | 1 | 8
2015-07-09 08:00 |  | 4545 | 0 | 0 | 4 | 1 | 9
2015-07-09 09:00 |  | 4546 | 0 | 0 | 4 | 1 | 10
2015-07-09 10:00 |  | 4547 | 0 | 0 | 4 | 1 | 11
2015-07-09 11:00 |  | 4548 | 0 | 0 | 4 | 1 | 12
2015-07-09 12:00 |  | 4549 | 0 | 0 | 4 | 1 | 13
2015-07-09 13:00 |  | 4550 | 0 | 0 | 4 | 1 | 14
2015-07-09 14:00 |  | 4551 | 0 | 0 | 4 | 1 | 15
2015-07-09 15:00 |  | 4552 | 0 | 0 | 4 | 1 | 16
2015-07-09 16:00 |  | 4553 | 0 | 0 | 4 | 1 | 17
2015-07-09 17:00 |  | 4554 | 0 | 0 | 4 | 1 | 18
2015-07-09 18:00 |  | 4555 | 0 | 0 | 4 | 1 | 19
2015-07-09 19:00 |  | 4556 | 0 | 0 | 4 | 1 | 20
2015-07-09 20:00 |  | 4557 | 0 | 0 | 4 | 1 | 21
2015-07-09 21:00 |  | 4558 | 0 | 0 | 4 | 1 | 22
2015-07-09 22:00 |  | 4559 | 0 | 0 | 4 | 1 | 23
2015-07-09 23:00 |  | 4560 | 0 | 0 | 4 | 1 | 24
2015-07-10 | Workday | 4561 | 0 | 0 | 5 | 1 | 1
2015-07-10 01:00 |  | 4562 | 0 | 0 | 5 | 1 | 2
2015-07-10 02:00 |  | 4563 | 0 | 0 | 5 | 1 | 3
2015-07-10 03:00 |  | 4564 | 0 | 0 | 5 | 1 | 4
2015-07-10 04:00 |  | 4565 | 0 | 0 | 5 | 1 | 5
2015-07-10 05:00 |  | 4566 | 0 | 0 | 5 | 1 | 6
2015-07-10 06:00 |  | 4567 | 0 | 0 | 5 | 1 | 7
2015-07-10 07:00 |  | 4568 | 0 | 0 | 5 | 1 | 8
2015-07-10 08:00 |  | 4569 | 0 | 0 | 5 | 1 | 9
2015-07-10 09:00 |  | 4570 | 0 | 0 | 5 | 1 | 10
2015-07-10 10:00 |  | 4571 | 0 | 0 | 5 | 1 | 11
2015-07-10 11:00 |  | 4572 | 0 | 0 | 5 | 1 | 12
2015-07-10 12:00 |  | 4573 | 0 | 0 | 5 | 1 | 13
2015-07-10 13:00 |  | 4574 | 0 | 0 | 5 | 1 | 14
2015-07-10 14:00 |  | 4575 | 0 | 0 | 5 | 1 | 15
2015-07-10 15:00 |  | 4576 | 0 | 0 | 5 | 1 | 16
2015-07-10 16:00 |  | 4577 | 0 | 0 | 5 | 1 | 17
2015-07-10 17:00 |  | 4578 | 0 | 0 | 5 | 1 | 18
2015-07-10 18:00 |  | 4579 | 0 | 0 | 5 | 1 | 19
2015-07-10 19:00 |  | 4580 | 0 | 0 | 5 | 1 | 20
2015-07-10 20:00 |  | 4581 | 0 | 0 | 5 | 1 | 21
2015-07-10 21:00 |  | 4582 | 0 | 0 | 5 | 1 | 22
2015-07-10 22:00 |  | 4583 | 0 | 0 | 5 | 1 | 23
2015-07-10 23:00 |  | 4584 | 0 | 0 | 5 | 1 | 24
2015-07-11 | Saturday | 4585 | 0 | 0 | 6 | 2 | 1
2015-07-11 01:00 |  | 4586 | 0 | 0 | 6 | 2 | 2
2015-07-11 02:00 |  | 4587 | 0 | 0 | 6 | 2 | 3
2015-07-11 03:00 |  | 4588 | 0 | 0 | 6 | 2 | 4
2015-07-11 04:00 |  | 4589 | 0 | 0 | 6 | 2 | 5
2015-07-11 05:00 |  | 4590 | 0 | 0 | 6 | 2 | 6
2015-07-11 06:00 |  | 4591 | 0 | 0 | 6 | 2 | 7
2015-07-11 07:00 |  | 4592 | 0 | 0 | 6 | 2 | 8
2015-07-11 08:00 |  | 4593 | 0 | 0 | 6 | 2 | 9
2015-07-11 09:00 |  | 4594 | 0 | 0 | 6 | 2 | 10
2015-07-11 10:00 |  | 4595 | 0 | 0 | 6 | 2 | 11
2015-07-11 11:00 |  | 4596 | 0 | 0 | 6 | 2 | 12
2015-07-11 12:00 |  | 4597 | 0 | 0 | 6 | 2 | 13
2015-07-11 13:00 |  | 4598 | 0 | 0 | 6 | 2 | 14
2015-07-11 14:00 |  | 4599 | 0 | 0 | 6 | 2 | 15
2015-07-11 15:00 |  | 4600 | 0 | 0 | 6 | 2 | 16
2015-07-11 16:00 |  | 4601 | 0 | 0 | 6 | 2 | 17
2015-07-11 17:00 |  | 4602 | 0 | 0 | 6 | 2 | 18
2015-07-11 18:00 |  | 4603 | 0 | 0 | 6 | 2 | 19
2015-07-11 19:00 |  | 4604 | 0 | 0 | 6 | 2 | 20
2015-07-11 20:00 |  | 4605 | 0 | 0 | 6 | 2 | 21
2015-07-11 21:00 |  | 4606 | 0 | 0 | 6 | 2 | 22
2015-07-11 22:00 |  | 4607 | 0 | 0 | 6 | 2 | 23
2015-07-11 23:00 |  | 4608 | 0 | 0 | 6 | 2 | 24
2015-07-12 | Holiday | 4609 | 0 | 0 | 7 | 3 | 1
2015-07-12 01:00 |  | 4610 | 0 | 0 | 7 | 3 | 2
2015-07-12 02:00 |  | 4611 | 0 | 0 | 7 | 3 | 3
2015-07-12 03:00 |  | 4612 | 0 | 0 | 7 | 3 | 4
2015-07-12 04:00 |  | 4613 | 0 | 0 | 7 | 3 | 5
2015-07-12 05:00 |  | 4614 | 0 | 0 | 7 | 3 | 6
2015-07-12 06:00 |  | 4615 | 0 | 0 | 7 | 3 | 7
2015-07-12 07:00 |  | 4616 | 0 | 0 | 7 | 3 | 8
2015-07-12 08:00 |  | 4617 | 0 | 0 | 7 | 3 | 9
2015-07-12 09:00 |  | 4618 | 0 | 0 | 7 | 3 | 10
2015-07-12 10:00 |  | 4619 | 0 | 0 | 7 | 3 | 11
2015-07-12 11:00 |  | 4620 | 0 | 0 | 7 | 3 | 12
2015-07-12 12:00 |  | 4621 | 0 | 0 | 7 | 3 | 13
2015-07-12 13:00 |  | 4622 | 0 | 0 | 7 | 3 | 14
2015-07-12 14:00 |  | 4623 | 0 | 0 | 7 | 3 | 15
2015-07-12 15:00 |  | 4624 | 0 | 0 | 7 | 3 | 16
2015-07-12 16:00 |  | 4625 | 0 | 0 | 7 | 3 | 17
2015-07-12 17:00 |  | 4626 | 0 | 0 | 7 | 3 | 18
2015-07-12 18:00 |  | 4627 | 0 | 0 | 7 | 3 | 19
2015-07-12 19:00 |  | 4628 | 0 | 0 | 7 | 3 | 20
2015-07-12 20:00 |  | 4629 | 0 | 0 | 7 | 3 | 21
2015-07-12 21:00 |  | 4630 | 0 | 0 | 7 | 3 | 22
2015-07-12 22:00 |  | 4631 | 0 | 0 | 7 | 3 | 23
2015-07-12 23:00 |  | 4632 | 0 | 0 | 7 | 3 | 24
2015-07-13 | Workday | 4633 | 0 | 0 | 1 | 1 | 1
2015-07-13 01:00 |  | 4634 | 0 | 0 | 1 | 1 | 2
2015-07-13 02:00 |  | 4635 | 0 | 0 | 1 | 1 | 3
2015-07-13 03:00 |  | 4636 | 0 | 0 | 1 | 1 | 4
2015-07-13 04:00 |  | 4637 | 0 | 0 | 1 | 1 | 5
2015-07-13 05:00 |  | 4638 | 0 | 0 | 1 | 1 | 6
2015-07-13 06:00 |  | 4639 | 0 | 0 | 1 | 1 | 7
2015-07-13 07:00 |  | 4640 | 0 | 0 | 1 | 1 | 8
2015-07-13 08:00 |  | 4641 | 0 | 0 | 1 | 1 | 9
2015-07-13 09:00 |  | 4642 | 0 | 0 | 1 | 1 | 10
2015-07-13 10:00 |  | 4643 | 0 | 0 | 1 | 1 | 11
2015-07-13 11:00 |  | 4644 | 0 | 0 | 1 | 1 | 12
2015-07-13 12:00 |  | 4645 | 0 | 0 | 1 | 1 | 13
2015-07-13 13:00 |  | 4646 | 0 | 0 | 1 | 1 | 14
2015-07-13 14:00 |  | 4647 | 0 | 0 | 1 | 1 | 15
2015-07-13 15:00 |  | 4648 | 0 | 0 | 1 | 1 | 16
2015-07-13 16:00 |  | 4649 | 0 | 0 | 1 | 1 | 17
2015-07-13 17:00 |  | 4650 | 0 | 0 | 1 | 1 | 18
2015-07-13 18:00 |  | 4651 | 0 | 0 | 1 | 1 | 19
2015-07-13 19:00 |  | 4652 | 0 | 0 | 1 | 1 | 20
2015-07-13 20:00 |  | 4653 | 0 | 0 | 1 | 1 | 21
2015-07-13 21:00 |  | 4654 | 0 | 0 | 1 | 1 | 22
2015-07-13 22:00 |  | 4655 | 0 | 0 | 1 | 1 | 23
2015-07-13 23:00 |  | 4656 | 0 | 0 | 1 | 1 | 24
2015-07-14 | Workday | 4657 | 0 | 0 | 2 | 1 | 1
2015-07-14 01:00 |  | 4658 | 0 | 0 | 2 | 1 | 2
2015-07-14 02:00 |  | 4659 | 0 | 0 | 2 | 1 | 3
2015-07-14 03:00 |  | 4660 | 0 | 0 | 2 | 1 | 4
2015-07-14 04:00 |  | 4661 | 0 | 0 | 2 | 1 | 5
2015-07-14 05:00 |  | 4662 | 0 | 0 | 2 | 1 | 6
2015-07-14 06:00 |  | 4663 | 0 | 0 | 2 | 1 | 7
2015-07-14 07:00 |  | 4664 | 0 | 0 | 2 | 1 | 8
2015-07-14 08:00 |  | 4665 | 0 | 0 | 2 | 1 | 9
2015-07-14 09:00 |  | 4666 | 0 | 0 | 2 | 1 | 10
2015-07-14 10:00 |  | 4667 | 0 | 0 | 2 | 1 | 11
2015-07-14 11:00 |  | 4668 | 0 | 0 | 2 | 1 | 12
2015-07-14 12:00 |  | 4669 | 0 | 0 | 2 | 1 | 13
2015-07-14 13:00 |  | 4670 | 0 | 0 | 2 | 1 | 14
2015-07-14 14:00 |  | 4671 | 0 | 0 | 2 | 1 | 15
2015-07-14 15:00 |  | 4672 | 0 | 0 | 2 | 1 | 16
2015-07-14 16:00 |  | 4673 | 0 | 0 | 2 | 1 | 17
2015-07-14 17:00 |  | 4674 | 0 | 0 | 2 | 1 | 18
2015-07-14 18:00 |  | 4675 | 0 | 0 | 2 | 1 | 19
2015-07-14 19:00 |  | 4676 | 0 | 0 | 2 | 1 | 20
2015-07-14 20:00 |  | 4677 | 0 | 0 | 2 | 1 | 21
2015-07-14 21:00 |  | 4678 | 0 | 0 | 2 | 1 | 22
2015-07-14 22:00 |  | 4679 | 0 | 0 | 2 | 1 | 23
2015-07-14 23:00 |  | 4680 | 0 | 0 | 2 | 1 | 24
2015-07-15 | Workday | 4681 | 0 | 0 | 3 | 1 | 1
2015-07-15 01:00 |  | 4682 | 0 | 0 | 3 | 1 | 2
2015-07-15 02:00 |  | 4683 | 0 | 0 | 3 | 1 | 3
2015-07-15 03:00 |  | 4684 | 0 | 0 | 3 | 1 | 4
2015-07-15 04:00 |  | 4685 | 0 | 0 | 3 | 1 | 5
2015-07-15 05:00 |  | 4686 | 0 | 0 | 3 | 1 | 6
2015-07-15 06:00 |  | 4687 | 0 | 0 | 3 | 1 | 7
2015-07-15 07:00 |  | 4688 | 0 | 0 | 3 | 1 | 8
2015-07-15 08:00 |  | 4689 | 0 | 0 | 3 | 1 | 9
2015-07-15 09:00 |  | 4690 | 0 | 0 | 3 | 1 | 10
2015-07-15 10:00 |  | 4691 | 0 | 0 | 3 | 1 | 11
2015-07-15 11:00 |  | 4692 | 0 | 0 | 3 | 1 | 12
2015-07-15 12:00 |  | 4693 | 0 | 0 | 3 | 1 | 13
2015-07-15 13:00 |  | 4694 | 0 | 0 | 3 | 1 | 14
2015-07-15 14:00 |  | 4695 | 0 | 0 | 3 | 1 | 15
2015-07-15 15:00 |  | 4696 | 0 | 0 | 3 | 1 | 16
2015-07-15 16:00 |  | 4697 | 0 | 0 | 3 | 1 | 17
2015-07-15 17:00 |  | 4698 | 0 | 0 | 3 | 1 | 18
2015-07-15 18:00 |  | 4699 | 0 | 0 | 3 | 1 | 19
2015-07-15 19:00 |  | 4700 | 0 | 0 | 3 | 1 | 20
2015-07-15 20:00 |  | 4701 | 0 | 0 | 3 | 1 | 21
2015-07-15 21:00 |  | 4702 | 0 | 0 | 3 | 1 | 22
2015-07-15 22:00 |  | 4703 | 0 | 0 | 3 | 1 | 23
2015-07-15 23:00 |  | 4704 | 0 | 0 | 3 | 1 | 24
2015-07-16 | Workday | 4705 | 0 | 0 | 4 | 1 | 1
2015-07-16 01:00 |  | 4706 | 0 | 0 | 4 | 1 | 2
2015-07-16 02:00 |  | 4707 | 0 | 0 | 4 | 1 | 3
2015-07-16 03:00 |  | 4708 | 0 | 0 | 4 | 1 | 4
2015-07-16 04:00 |  | 4709 | 0 | 0 | 4 | 1 | 5
2015-07-16 05:00 |  | 4710 | 0 | 0 | 4 | 1 | 6
2015-07-16 06:00 |  | 4711 | 0 | 0 | 4 | 1 | 7
2015-07-16 07:00 |  | 4712 | 0 | 0 | 4 | 1 | 8
2015-07-16 08:00 |  | 4713 | 0 | 0 | 4 | 1 | 9
2015-07-16 09:00 |  | 4714 | 0 | 0 | 4 | 1 | 10
2015-07-16 10:00 |  | 4715 | 0 | 0 | 4 | 1 | 11
2015-07-16 11:00 |  | 4716 | 0 | 0 | 4 | 1 | 12
2015-07-16 12:00 |  | 4717 | 0 | 0 | 4 | 1 | 13
2015-07-16 13:00 |  | 4718 | 0 | 0 | 4 | 1 | 14
2015-07-16 14:00 |  | 4719 | 0 | 0 | 4 | 1 | 15
2015-07-16 15:00 |  | 4720 | 0 | 0 | 4 | 1 | 16
2015-07-16 16:00 |  | 4721 | 0 | 0 | 4 | 1 | 17
2015-07-16 17:00 |  | 4722 | 0 | 0 | 4 | 1 | 18
2015-07-16 18:00 |  | 4723 | 0 | 0 | 4 | 1 | 19
2015-07-16 19:00 |  | 4724 | 0 | 0 | 4 | 1 | 20
2015-07-16 20:00 |  | 4725 | 0 | 0 | 4 | 1 | 21
2015-07-16 21:00 |  | 4726 | 0 | 0 | 4 | 1 | 22
2015-07-16 22:00 |  | 4727 | 0 | 0 | 4 | 1 | 23
2015-07-16 23:00 |  | 4728 | 0 | 0 | 4 | 1 | 24
2015-07-17 | Workday | 4729 | 0 | 0 | 5 | 1 | 1
2015-07-17 01:00 |  | 4730 | 0 | 0 | 5 | 1 | 2
2015-07-17 02:00 |  | 4731 | 0 | 0 | 5 | 1 | 3
2015-07-17 03:00 |  | 4732 | 0 | 0 | 5 | 1 | 4
2015-07-17 04:00 |  | 4733 | 0 | 0 | 5 | 1 | 5
2015-07-17 05:00 |  | 4734 | 0 | 0 | 5 | 1 | 6
2015-07-17 06:00 |  | 4735 | 0 | 0 | 5 | 1 | 7
2015-07-17 07:00 |  | 4736 | 0 | 0 | 5 | 1 | 8
2015-07-17 08:00 |  | 4737 | 0 | 0 | 5 | 1 | 9
2015-07-17 09:00 |  | 4738 | 0 | 0 | 5 | 1 | 10
2015-07-17 10:00 |  | 4739 | 0 | 0 | 5 | 1 | 11
2015-07-17 11:00 |  | 4740 | 0 | 0 | 5 | 1 | 12
2015-07-17 12:00 |  | 4741 | 0 | 0 | 5 | 1 | 13
2015-07-17 13:00 |  | 4742 | 0 | 0 | 5 | 1 | 14
2015-07-17 14:00 |  | 4743 | 0 | 0 | 5 | 1 | 15
2015-07-17 15:00 |  | 4744 | 0 | 0 | 5 | 1 | 16
2015-07-17 16:00 |  | 4745 | 0 | 0 | 5 | 1 | 17
2015-07-17 17:00 |  | 4746 | 0 | 0 | 5 | 1 | 18
2015-07-17 18:00 |  | 4747 | 0 | 0 | 5 | 1 | 19
2015-07-17 19:00 |  | 4748 | 0 | 0 | 5 | 1 | 20
2015-07-17 20:00 |  | 4749 | 0 | 0 | 5 | 1 | 21
2015-07-17 21:00 |  | 4750 | 0 | 0 | 5 | 1 | 22
2015-07-17 22:00 |  | 4751 | 0 | 0 | 5 | 1 | 23
2015-07-17 23:00 |  | 4752 | 0 | 0 | 5 | 1 | 24
2015-07-18 | Saturday | 4753 | 0 | 0 | 6 | 2 | 1
2015-07-18 01:00 |  | 4754 | 0 | 0 | 6 | 2 | 2
2015-07-18 02:00 |  | 4755 | 0 | 0 | 6 | 2 | 3
2015-07-18 03:00 |  | 4756 | 0 | 0 | 6 | 2 | 4
2015-07-18 04:00 |  | 4757 | 0 | 0 | 6 | 2 | 5
2015-07-18 05:00 |  | 4758 | 0 | 0 | 6 | 2 | 6
2015-07-18 06:00 |  | 4759 | 0 | 0 | 6 | 2 | 7
2015-07-18 07:00 |  | 4760 | 0 | 0 | 6 | 2 | 8
2015-07-18 08:00 |  | 4761 | 0 | 0 | 6 | 2 | 9
2015-07-18 09:00 |  | 4762 | 0 | 0 | 6 | 2 | 10
2015-07-18 10:00 |  | 4763 | 0 | 0 | 6 | 2 | 11
2015-07-18 11:00 |  | 4764 | 0 | 0 | 6 | 2 | 12
2015-07-18 12:00 |  | 4765 | 0 | 0 | 6 | 2 | 13
2015-07-18 13:00 |  | 4766 | 0 | 0 | 6 | 2 | 14
2015-07-18 14:00 |  | 4767 | 0 | 0 | 6 | 2 | 15
2015-07-18 15:00 |  | 4768 | 0 | 0 | 6 | 2 | 16
2015-07-18 16:00 |  | 4769 | 0 | 0 | 6 | 2 | 17
2015-07-18 17:00 |  | 4770 | 0 | 0 | 6 | 2 | 18
2015-07-18 18:00 |  | 4771 | 0 | 0 | 6 | 2 | 19
2015-07-18 19:00 |  | 4772 | 0 | 0 | 6 | 2 | 20
2015-07-18 20:00 |  | 4773 | 0 | 0 | 6 | 2 | 21
2015-07-18 21:00 |  | 4774 | 0 | 0 | 6 | 2 | 22
2015-07-18 22:00 |  | 4775 | 0 | 0 | 6 | 2 | 23
2015-07-18 23:00 |  | 4776 | 0 | 0 | 6 | 2 | 24
2015-07-19 | Holiday | 4777 | 0 | 0 | 7 | 3 | 1
2015-07-19 01:00 |  | 4778 | 0 | 0 | 7 | 3 | 2
2015-07-19 02:00 |  | 4779 | 0 | 0 | 7 | 3 | 3
2015-07-19 03:00 |  | 4780 | 0 | 0 | 7 | 3 | 4
2015-07-19 04:00 |  | 4781 | 0 | 0 | 7 | 3 | 5
2015-07-19 05:00 |  | 4782 | 0 | 0 | 7 | 3 | 6
2015-07-19 06:00 |  | 4783 | 0 | 0 | 7 | 3 | 7
2015-07-19 07:00 |  | 4784 | 0 | 0 | 7 | 3 | 8
2015-07-19 08:00 |  | 4785 | 0 | 0 | 7 | 3 | 9
2015-07-19 09:00 |  | 4786 | 0 | 0 | 7 | 3 | 10
2015-07-19 10:00 |  | 4787 | 0 | 0 | 7 | 3 | 11
2015-07-19 11:00 |  | 4788 | 0 | 0 | 7 | 3 | 12
2015-07-19 12:00 |  | 4789 | 0 | 0 | 7 | 3 | 13
2015-07-19 13:00 |  | 4790 | 0 | 0 | 7 | 3 | 14
2015-07-19 14:00 |  | 4791 | 0 | 0 | 7 | 3 | 15
2015-07-19 15:00 |  | 4792 | 0 | 0 | 7 | 3 | 16
2015-07-19 16:00 |  | 4793 | 0 | 0 | 7 | 3 | 17
2015-07-19 17:00 |  | 4794 | 0 | 0 | 7 | 3 | 18
2015-07-19 18:00 |  | 4795 | 0 | 0 | 7 | 3 | 19
2015-07-19 19:00 |  | 4796 | 0 | 0 | 7 | 3 | 20
2015-07-19 20:00 |  | 4797 | 0 | 0 | 7 | 3 | 21
2015-07-19 21:00 |  | 4798 | 0 | 0 | 7 | 3 | 22
2015-07-19 22:00 |  | 4799 | 0 | 0 | 7 | 3 | 23
2015-07-19 23:00 |  | 4800 | 0 | 0 | 7 | 3 | 24
2015-07-20 | Workday | 4801 | 0 | 0 | 1 | 1 | 1
2015-07-20 01:00 |  | 4802 | 0 | 0 | 1 | 1 | 2
2015-07-20 02:00 |  | 4803 | 0 | 0 | 1 | 1 | 3
2015-07-20 03:00 |  | 4804 | 0 | 0 | 1 | 1 | 4
2015-07-20 04:00 |  | 4805 | 0 | 0 | 1 | 1 | 5
2015-07-20 05:00 |  | 4806 | 0 | 0 | 1 | 1 | 6
2015-07-20 06:00 |  | 4807 | 0 | 0 | 1 | 1 | 7
2015-07-20 07:00 |  | 4808 | 0 | 0 | 1 | 1 | 8
2015-07-20 08:00 |  | 4809 | 0 | 0 | 1 | 1 | 9
2015-07-20 09:00 |  | 4810 | 0 | 0 | 1 | 1 | 10
2015-07-20 10:00 |  | 4811 | 0 | 0 | 1 | 1 | 11
2015-07-20 11:00 |  | 4812 | 0 | 0 | 1 | 1 | 12
2015-07-20 12:00 |  | 4813 | 0 | 0 | 1 | 1 | 13
2015-07-20 13:00 |  | 4814 | 0 | 0 | 1 | 1 | 14
2015-07-20 14:00 |  | 4815 | 0 | 0 | 1 | 1 | 15
2015-07-20 15:00 |  | 4816 | 0 | 0 | 1 | 1 | 16
2015-07-20 16:00 |  | 4817 | 0 | 0 | 1 | 1 | 17
2015-07-20 17:00 |  | 4818 | 0 | 0 | 1 | 1 | 18
2015-07-20 18:00 |  | 4819 | 0 | 0 | 1 | 1 | 19
2015-07-20 19:00 |  | 4820 | 0 | 0 | 1 | 1 | 20
2015-07-20 20:00 |  | 4821 | 0 | 0 | 1 | 1 | 21
2015-07-20 21:00 |  | 4822 | 0 | 0 | 1 | 1 | 22
2015-07-20 22:00 |  | 4823 | 0 | 0 | 1 | 1 | 23
2015-07-20 23:00 |  | 4824 | 0 | 0 | 1 | 1 | 24
2015-07-21 | Workday | 4825 | 0 | 0 | 2 | 1 | 1
2015-07-21 01:00 |  | 4826 | 0 | 0 | 2 | 1 | 2
2015-07-21 02:00 |  | 4827 | 0 | 0 | 2 | 1 | 3
2015-07-21 03:00 |  | 4828 | 0 | 0 | 2 | 1 | 4
2015-07-21 04:00 |  | 4829 | 0 | 0 | 2 | 1 | 5
2015-07-21 05:00 |  | 4830 | 0 | 0 | 2 | 1 | 6
2015-07-21 06:00 |  | 4831 | 0 | 0 | 2 | 1 | 7
2015-07-21 07:00 |  | 4832 | 0 | 0 | 2 | 1 | 8
2015-07-21 08:00 |  | 4833 | 0 | 0 | 2 | 1 | 9
2015-07-21 09:00 |  | 4834 | 0 | 0 | 2 | 1 | 10
2015-07-21 10:00 |  | 4835 | 0 | 0 | 2 | 1 | 11
2015-07-21 11:00 |  | 4836 | 0 | 0 | 2 | 1 | 12
2015-07-21 12:00 |  | 4837 | 0 | 0 | 2 | 1 | 13
2015-07-21 13:00 |  | 4838 | 0 | 0 | 2 | 1 | 14
2015-07-21 14:00 |  | 4839 | 0 | 0 | 2 | 1 | 15
2015-07-21 15:00 |  | 4840 | 0 | 0 | 2 | 1 | 16
2015-07-21 16:00 |  | 4841 | 0 | 0 | 2 | 1 | 17
2015-07-21 17:00 |  | 4842 | 0 | 0 | 2 | 1 | 18
2015-07-21 18:00 |  | 4843 | 0 | 0 | 2 | 1 | 19
2015-07-21 19:00 |  | 4844 | 0 | 0 | 2 | 1 | 20
2015-07-21 20:00 |  | 4845 | 0 | 0 | 2 | 1 | 21
2015-07-21 21:00 |  | 4846 | 0 | 0 | 2 | 1 | 22
2015-07-21 22:00 |  | 4847 | 0 | 0 | 2 | 1 | 23
2015-07-21 23:00 |  | 4848 | 0 | 0 | 2 | 1 | 24
2015-07-22 | Workday | 4849 | 0 | 0 | 3 | 1 | 1
2015-07-22 01:00 |  | 4850 | 0 | 0 | 3 | 1 | 2
2015-07-22 02:00 |  | 4851 | 0 | 0 | 3 | 1 | 3
2015-07-22 03:00 |  | 4852 | 0 | 0 | 3 | 1 | 4
2015-07-22 04:00 |  | 4853 | 0 | 0 | 3 | 1 | 5
2015-07-22 05:00 |  | 4854 | 0 | 0 | 3 | 1 | 6
2015-07-22 06:00 |  | 4855 | 0 | 0 | 3 | 1 | 7
2015-07-22 07:00 |  | 4856 | 0 | 0 | 3 | 1 | 8
2015-07-22 08:00 |  | 4857 | 0 | 0 | 3 | 1 | 9
2015-07-22 09:00 |  | 4858 | 0 | 0 | 3 | 1 | 10
2015-07-22 10:00 |  | 4859 | 0 | 0 | 3 | 1 | 11
2015-07-22 11:00 |  | 4860 | 0 | 0 | 3 | 1 | 12
2015-07-22 12:00 |  | 4861 | 0 | 0 | 3 | 1 | 13
2015-07-22 13:00 |  | 4862 | 0 | 0 | 3 | 1 | 14
2015-07-22 14:00 |  | 4863 | 0 | 0 | 3 | 1 | 15
2015-07-22 15:00 |  | 4864 | 0 | 0 | 3 | 1 | 16
2015-07-22 16:00 |  | 4865 | 0 | 0 | 3 | 1 | 17
2015-07-22 17:00 |  | 4866 | 0 | 0 | 3 | 1 | 18
2015-07-22 18:00 |  | 4867 | 0 | 0 | 3 | 1 | 19
2015-07-22 19:00 |  | 4868 | 0 | 0 | 3 | 1 | 20
2015-07-22 20:00 |  | 4869 | 0 | 0 | 3 | 1 | 21
2015-07-22 21:00 |  | 4870 | 0 | 0 | 3 | 1 | 22
2015-07-22 22:00 |  | 4871 | 0 | 0 | 3 | 1 | 23
2015-07-22 23:00 |  | 4872 | 0 | 0 | 3 | 1 | 24
2015-07-23 | Workday | 4873 | 0 | 0 | 4 | 1 | 1
2015-07-23 01:00 |  | 4874 | 0 | 0 | 4 | 1 | 2
2015-07-23 02:00 |  | 4875 | 0 | 0 | 4 | 1 | 3
2015-07-23 03:00 |  | 4876 | 0 | 0 | 4 | 1 | 4
2015-07-23 04:00 |  | 4877 | 0 | 0 | 4 | 1 | 5
2015-07-23 05:00 |  | 4878 | 0 | 0 | 4 | 1 | 6
2015-07-23 06:00 |  | 4879 | 0 | 0 | 4 | 1 | 7
2015-07-23 07:00 |  | 4880 | 0 | 0 | 4 | 1 | 8
2015-07-23 08:00 |  | 4881 | 0 | 0 | 4 | 1 | 9
2015-07-23 09:00 |  | 4882 | 0 | 0 | 4 | 1 | 10
2015-07-23 10:00 |  | 4883 | 0 | 0 | 4 | 1 | 11
2015-07-23 11:00 |  | 4884 | 0 | 0 | 4 | 1 | 12
2015-07-23 12:00 |  | 4885 | 0 | 0 | 4 | 1 | 13
2015-07-23 13:00 |  | 4886 | 0 | 0 | 4 | 1 | 14
2015-07-23 14:00 |  | 4887 | 0 | 0 | 4 | 1 | 15
2015-07-23 15:00 |  | 4888 | 0 | 0 | 4 | 1 | 16
2015-07-23 16:00 |  | 4889 | 0 | 0 | 4 | 1 | 17
2015-07-23 17:00 |  | 4890 | 0 | 0 | 4 | 1 | 18
2015-07-23 18:00 |  | 4891 | 0 | 0 | 4 | 1 | 19
2015-07-23 19:00 |  | 4892 | 0 | 0 | 4 | 1 | 20
2015-07-23 20:00 |  | 4893 | 0 | 0 | 4 | 1 | 21
2015-07-23 21:00 |  | 4894 | 0 | 0 | 4 | 1 | 22
2015-07-23 22:00 |  | 4895 | 0 | 0 | 4 | 1 | 23
2015-07-23 23:00 |  | 4896 | 0 | 0 | 4 | 1 | 24
2015-07-24 | Workday | 4897 | 0 | 0 | 5 | 1 | 1
2015-07-24 01:00 |  | 4898 | 0 | 0 | 5 | 1 | 2
2015-07-24 02:00 |  | 4899 | 0 | 0 | 5 | 1 | 3
2015-07-24 03:00 |  | 4900 | 0 | 0 | 5 | 1 | 4
2015-07-24 04:00 |  | 4901 | 0 | 0 | 5 | 1 | 5
2015-07-24 05:00 |  | 4902 | 0 | 0 | 5 | 1 | 6
2015-07-24 06:00 |  | 4903 | 0 | 0 | 5 | 1 | 7
2015-07-24 07:00 |  | 4904 | 0 | 0 | 5 | 1 | 8
2015-07-24 08:00 |  | 4905 | 0 | 0 | 5 | 1 | 9
2015-07-24 09:00 |  | 4906 | 0 | 0 | 5 | 1 | 10
2015-07-24 10:00 |  | 4907 | 0 | 0 | 5 | 1 | 11
2015-07-24 11:00 |  | 4908 | 0 | 0 | 5 | 1 | 12
2015-07-24 12:00 |  | 4909 | 0 | 0 | 5 | 1 | 13
2015-07-24 13:00 |  | 4910 | 0 | 0 | 5 | 1 | 14
2015-07-24 14:00 |  | 4911 | 0 | 0 | 5 | 1 | 15
2015-07-24 15:00 |  | 4912 | 0 | 0 | 5 | 1 | 16
2015-07-24 16:00 |  | 4913 | 0 | 0 | 5 | 1 | 17
2015-07-24 17:00 |  | 4914 | 0 | 0 | 5 | 1 | 18
2015-07-24 18:00 |  | 4915 | 0 | 0 | 5 | 1 | 19
2015-07-24 19:00 |  | 4916 | 0 | 0 | 5 | 1 | 20
2015-07-24 20:00 |  | 4917 | 0 | 0 | 5 | 1 | 21
2015-07-24 21:00 |  | 4918 | 0 | 0 | 5 | 1 | 22
2015-07-24 22:00 |  | 4919 | 0 | 0 | 5 | 1 | 23
2015-07-24 23:00 |  | 4920 | 0 | 0 | 5 | 1 | 24
2015-07-25 | Saturday | 4921 | 0 | 0 | 6 | 2 | 1
2015-07-25 01:00 |  | 4922 | 0 | 0 | 6 | 2 | 2
2015-07-25 02:00 |  | 4923 | 0 | 0 | 6 | 2 | 3
2015-07-25 03:00 |  | 4924 | 0 | 0 | 6 | 2 | 4
2015-07-25 04:00 |  | 4925 | 0 | 0 | 6 | 2 | 5
2015-07-25 05:00 |  | 4926 | 0 | 0 | 6 | 2 | 6
2015-07-25 06:00 |  | 4927 | 0 | 0 | 6 | 2 | 7
2015-07-25 07:00 |  | 4928 | 0 | 0 | 6 | 2 | 8
2015-07-25 08:00 |  | 4929 | 0 | 0 | 6 | 2 | 9
2015-07-25 09:00 |  | 4930 | 0 | 0 | 6 | 2 | 10
2015-07-25 10:00 |  | 4931 | 0 | 0 | 6 | 2 | 11
2015-07-25 11:00 |  | 4932 | 0 | 0 | 6 | 2 | 12
2015-07-25 12:00 |  | 4933 | 0 | 0 | 6 | 2 | 13
2015-07-25 13:00 |  | 4934 | 0 | 0 | 6 | 2 | 14
2015-07-25 14:00 |  | 4935 | 0 | 0 | 6 | 2 | 15
2015-07-25 15:00 |  | 4936 | 0 | 0 | 6 | 2 | 16
2015-07-25 16:00 |  | 4937 | 0 | 0 | 6 | 2 | 17
2015-07-25 17:00 |  | 4938 | 0 | 0 | 6 | 2 | 18
2015-07-25 18:00 |  | 4939 | 0 | 0 | 6 | 2 | 19
2015-07-25 19:00 |  | 4940 | 0 | 0 | 6 | 2 | 20
2015-07-25 20:00 |  | 4941 | 0 | 0 | 6 | 2 | 21
2015-07-25 21:00 |  | 4942 | 0 | 0 | 6 | 2 | 22
2015-07-25 22:00 |  | 4943 | 0 | 0 | 6 | 2 | 23
2015-07-25 23:00 |  | 4944 | 0 | 0 | 6 | 2 | 24
2015-07-26 | Holiday | 4945 | 0 | 0 | 7 | 3 | 1
2015-07-26 01:00 |  | 4946 | 0 | 0 | 7 | 3 | 2
2015-07-26 02:00 |  | 4947 | 0 | 0 | 7 | 3 | 3
2015-07-26 03:00 |  | 4948 | 0 | 0 | 7 | 3 | 4
2015-07-26 04:00 |  | 4949 | 0 | 0 | 7 | 3 | 5
2015-07-26 05:00 |  | 4950 | 0 | 0 | 7 | 3 | 6
2015-07-26 06:00 |  | 4951 | 0 | 0 | 7 | 3 | 7
2015-07-26 07:00 |  | 4952 | 0 | 0 | 7 | 3 | 8
2015-07-26 08:00 |  | 4953 | 0 | 0 | 7 | 3 | 9
2015-07-26 09:00 |  | 4954 | 0 | 0 | 7 | 3 | 10
2015-07-26 10:00 |  | 4955 | 0 | 0 | 7 | 3 | 11
2015-07-26 11:00 |  | 4956 | 0 | 0 | 7 | 3 | 12
2015-07-26 12:00 |  | 4957 | 0 | 0 | 7 | 3 | 13
2015-07-26 13:00 |  | 4958 | 0 | 0 | 7 | 3 | 14
2015-07-26 14:00 |  | 4959 | 0 | 0 | 7 | 3 | 15
2015-07-26 15:00 |  | 4960 | 0 | 0 | 7 | 3 | 16
2015-07-26 16:00 |  | 4961 | 0 | 0 | 7 | 3 | 17
2015-07-26 17:00 |  | 4962 | 0 | 0 | 7 | 3 | 18
2015-07-26 18:00 |  | 4963 | 0 | 0 | 7 | 3 | 19
2015-07-26 19:00 |  | 4964 | 0 | 0 | 7 | 3 | 20
2015-07-26 20:00 |  | 4965 | 0 | 0 | 7 | 3 | 21
2015-07-26 21:00 |  | 4966 | 0 | 0 | 7 | 3 | 22
2015-07-26 22:00 |  | 4967 | 0 | 0 | 7 | 3 | 23
2015-07-26 23:00 |  | 4968 | 0 | 0 | 7 | 3 | 24
2015-07-27 | Workday | 4969 | 0 | 0 | 1 | 1 | 1
2015-07-27 01:00 |  | 4970 | 0 | 0 | 1 | 1 | 2
2015-07-27 02:00 |  | 4971 | 0 | 0 | 1 | 1 | 3
2015-07-27 03:00 |  | 4972 | 0 | 0 | 1 | 1 | 4
2015-07-27 04:00 |  | 4973 | 0 | 0 | 1 | 1 | 5
2015-07-27 05:00 |  | 4974 | 0 | 0 | 1 | 1 | 6
2015-07-27 06:00 |  | 4975 | 0 | 0 | 1 | 1 | 7
2015-07-27 07:00 |  | 4976 | 0 | 0 | 1 | 1 | 8
2015-07-27 08:00 |  | 4977 | 0 | 0 | 1 | 1 | 9
2015-07-27 09:00 |  | 4978 | 0 | 0 | 1 | 1 | 10
2015-07-27 10:00 |  | 4979 | 0 | 0 | 1 | 1 | 11
2015-07-27 11:00 |  | 4980 | 0 | 0 | 1 | 1 | 12
2015-07-27 12:00 |  | 4981 | 0 | 0 | 1 | 1 | 13
2015-07-27 13:00 |  | 4982 | 0 | 0 | 1 | 1 | 14
2015-07-27 14:00 |  | 4983 | 0 | 0 | 1 | 1 | 15
2015-07-27 15:00 |  | 4984 | 0 | 0 | 1 | 1 | 16
2015-07-27 16:00 |  | 4985 | 0 | 0 | 1 | 1 | 17
2015-07-27 17:00 |  | 4986 | 0 | 0 | 1 | 1 | 18
2015-07-27 18:00 |  | 4987 | 0 | 0 | 1 | 1 | 19
2015-07-27 19:00 |  | 4988 | 0 | 0 | 1 | 1 | 20
2015-07-27 20:00 |  | 4989 | 0 | 0 | 1 | 1 | 21
2015-07-27 21:00 |  | 4990 | 0 | 0 | 1 | 1 | 22
2015-07-27 22:00 |  | 4991 | 0 | 0 | 1 | 1 | 23
2015-07-27 23:00 |  | 4992 | 0 | 0 | 1 | 1 | 24
2015-07-28 | Workday | 4993 | 0 | 0 | 2 | 1 | 1
2015-07-28 01:00 |  | 4994 | 0 | 0 | 2 | 1 | 2
2015-07-28 02:00 |  | 4995 | 0 | 0 | 2 | 1 | 3
2015-07-28 03:00 |  | 4996 | 0 | 0 | 2 | 1 | 4
2015-07-28 04:00 |  | 4997 | 0 | 0 | 2 | 1 | 5
2015-07-28 05:00 |  | 4998 | 0 | 0 | 2 | 1 | 6
2015-07-28 06:00 |  | 4999 | 0 | 0 | 2 | 1 | 7
2015-07-28 07:00 |  | 5000 | 0 | 0 | 2 | 1 | 8
2015-07-28 08:00 |  | 5001 | 0 | 0 | 2 | 1 | 9
2015-07-28 09:00 |  | 5002 | 0 | 0 | 2 | 1 | 10
2015-07-28 10:00 |  | 5003 | 0 | 0 | 2 | 1 | 11
2015-07-28 11:00 |  | 5004 | 0 | 0 | 2 | 1 | 12
2015-07-28 12:00 |  | 5005 | 0 | 0 | 2 | 1 | 13
2015-07-28 13:00 |  | 5006 | 0 | 0 | 2 | 1 | 14
2015-07-28 14:00 |  | 5007 | 0 | 0 | 2 | 1 | 15
2015-07-28 15:00 |  | 5008 | 0 | 0 | 2 | 1 | 16
2015-07-28 16:00 |  | 5009 | 0 | 0 | 2 | 1 | 17
2015-07-28 17:00 |  | 5010 | 0 | 0 | 2 | 1 | 18
2015-07-28 18:00 |  | 5011 | 0 | 0 | 2 | 1 | 19
2015-07-28 19:00 |  | 5012 | 0 | 0 | 2 | 1 | 20
2015-07-28 20:00 |  | 5013 | 0 | 0 | 2 | 1 | 21
2015-07-28 21:00 |  | 5014 | 0 | 0 | 2 | 1 | 22
2015-07-28 22:00 |  | 5015 | 0 | 0 | 2 | 1 | 23
2015-07-28 23:00 |  | 5016 | 0 | 0 | 2 | 1 | 24
2015-07-29 | Workday | 5017 | 0 | 0 | 3 | 1 | 1
2015-07-29 01:00 |  | 5018 | 0 | 0 | 3 | 1 | 2
2015-07-29 02:00 |  | 5019 | 0 | 0 | 3 | 1 | 3
2015-07-29 03:00 |  | 5020 | 0 | 0 | 3 | 1 | 4
2015-07-29 04:00 |  | 5021 | 0 | 0 | 3 | 1 | 5
2015-07-29 05:00 |  | 5022 | 0 | 0 | 3 | 1 | 6
2015-07-29 06:00 |  | 5023 | 0 | 0 | 3 | 1 | 7
2015-07-29 07:00 |  | 5024 | 0 | 0 | 3 | 1 | 8
2015-07-29 08:00 |  | 5025 | 0 | 0 | 3 | 1 | 9
2015-07-29 09:00 |  | 5026 | 0 | 0 | 3 | 1 | 10
2015-07-29 10:00 |  | 5027 | 0 | 0 | 3 | 1 | 11
2015-07-29 11:00 |  | 5028 | 0 | 0 | 3 | 1 | 12
2015-07-29 12:00 |  | 5029 | 0 | 0 | 3 | 1 | 13
2015-07-29 13:00 |  | 5030 | 0 | 0 | 3 | 1 | 14
2015-07-29 14:00 |  | 5031 | 0 | 0 | 3 | 1 | 15
2015-07-29 15:00 |  | 5032 | 0 | 0 | 3 | 1 | 16
2015-07-29 16:00 |  | 5033 | 0 | 0 | 3 | 1 | 17
2015-07-29 17:00 |  | 5034 | 0 | 0 | 3 | 1 | 18
2015-07-29 18:00 |  | 5035 | 0 | 0 | 3 | 1 | 19
2015-07-29 19:00 |  | 5036 | 0 | 0 | 3 | 1 | 20
2015-07-29 20:00 |  | 5037 | 0 | 0 | 3 | 1 | 21
2015-07-29 21:00 |  | 5038 | 0 | 0 | 3 | 1 | 22
2015-07-29 22:00 |  | 5039 | 0 | 0 | 3 | 1 | 23
2015-07-29 23:00 |  | 5040 | 0 | 0 | 3 | 1 | 24
2015-07-30 | Workday | 5041 | 0 | 0 | 4 | 1 | 1
2015-07-30 01:00 |  | 5042 | 0 | 0 | 4 | 1 | 2
2015-07-30 02:00 |  | 5043 | 0 | 0 | 4 | 1 | 3
2015-07-30 03:00 |  | 5044 | 0 | 0 | 4 | 1 | 4
2015-07-30 04:00 |  | 5045 | 0 | 0 | 4 | 1 | 5
2015-07-30 05:00 |  | 5046 | 0 | 0 | 4 | 1 | 6
2015-07-30 06:00 |  | 5047 | 0 | 0 | 4 | 1 | 7
2015-07-30 07:00 |  | 5048 | 0 | 0 | 4 | 1 | 8
2015-07-30 08:00 |  | 5049 | 0 | 0 | 4 | 1 | 9
2015-07-30 09:00 |  | 5050 | 0 | 0 | 4 | 1 | 10
2015-07-30 10:00 |  | 5051 | 0 | 0 | 4 | 1 | 11
2015-07-30 11:00 |  | 5052 | 0 | 0 | 4 | 1 | 12
2015-07-30 12:00 |  | 5053 | 0 | 0 | 4 | 1 | 13
2015-07-30 13:00 |  | 5054 | 0 | 0 | 4 | 1 | 14
2015-07-30 14:00 |  | 5055 | 0 | 0 | 4 | 1 | 15
2015-07-30 15:00 |  | 5056 | 0 | 0 | 4 | 1 | 16
2015-07-30 16:00 |  | 5057 | 0 | 0 | 4 | 1 | 17
2015-07-30 17:00 |  | 5058 | 0 | 0 | 4 | 1 | 18
2015-07-30 18:00 |  | 5059 | 0 | 0 | 4 | 1 | 19
2015-07-30 19:00 |  | 5060 | 0 | 0 | 4 | 1 | 20
2015-07-30 20:00 |  | 5061 | 0 | 0 | 4 | 1 | 21
2015-07-30 21:00 |  | 5062 | 0 | 0 | 4 | 1 | 22
2015-07-30 22:00 |  | 5063 | 0 | 0 | 4 | 1 | 23
2015-07-30 23:00 |  | 5064 | 0 | 0 | 4 | 1 | 24
2015-07-31 | Workday | 5065 | 0 | 0 | 5 | 1 | 1
2015-07-31 01:00 |  | 5066 | 0 | 0 | 5 | 1 | 2
2015-07-31 02:00 |  | 5067 | 0 | 0 | 5 | 1 | 3
2015-07-31 03:00 |  | 5068 | 0 | 0 | 5 | 1 | 4
2015-07-31 04:00 |  | 5069 | 0 | 0 | 5 | 1 | 5
2015-07-31 05:00 |  | 5070 | 0 | 0 | 5 | 1 | 6
2015-07-31 06:00 |  | 5071 | 0 | 0 | 5 | 1 | 7
2015-07-31 07:00 |  | 5072 | 0 | 0 | 5 | 1 | 8
2015-07-31 08:00 |  | 5073 | 0 | 0 | 5 | 1 | 9
2015-07-31 09:00 |  | 5074 | 0 | 0 | 5 | 1 | 10
2015-07-31 10:00 |  | 5075 | 0 | 0 | 5 | 1 | 11
2015-07-31 11:00 |  | 5076 | 0 | 0 | 5 | 1 | 12
2015-07-31 12:00 |  | 5077 | 0 | 0 | 5 | 1 | 13
2015-07-31 13:00 |  | 5078 | 0 | 0 | 5 | 1 | 14
2015-07-31 14:00 |  | 5079 | 0 | 0 | 5 | 1 | 15
2015-07-31 15:00 |  | 5080 | 0 | 0 | 5 | 1 | 16
2015-07-31 16:00 |  | 5081 | 0 | 0 | 5 | 1 | 17
2015-07-31 17:00 |  | 5082 | 0 | 0 | 5 | 1 | 18
2015-07-31 18:00 |  | 5083 | 0 | 0 | 5 | 1 | 19
2015-07-31 19:00 |  | 5084 | 0 | 0 | 5 | 1 | 20
2015-07-31 20:00 |  | 5085 | 0 | 0 | 5 | 1 | 21
2015-07-31 21:00 |  | 5086 | 0 | 0 | 5 | 1 | 22
2015-07-31 22:00 |  | 5087 | 0 | 0 | 5 | 1 | 23
2015-07-31 23:00 |  | 5088 | 0 | 0 | 5 | 1 | 24
2015-08-01 | Saturday | 5089 | 0 | 0 | 6 | 2 | 1
2015-08-01 01:00 |  | 5090 | 0 | 0 | 6 | 2 | 2
2015-08-01 02:00 |  | 5091 | 0 | 0 | 6 | 2 | 3
2015-08-01 03:00 |  | 5092 | 0 | 0 | 6 | 2 | 4
2015-08-01 04:00 |  | 5093 | 0 | 0 | 6 | 2 | 5
2015-08-01 05:00 |  | 5094 | 0 | 0 | 6 | 2 | 6
2015-08-01 06:00 |  | 5095 | 0 | 0 | 6 | 2 | 7
2015-08-01 07:00 |  | 5096 | 0 | 0 | 6 | 2 | 8
2015-08-01 08:00 |  | 5097 | 0 | 0 | 6 | 2 | 9
2015-08-01 09:00 |  | 5098 | 0 | 0 | 6 | 2 | 10
2015-08-01 10:00 |  | 5099 | 0 | 0 | 6 | 2 | 11
2015-08-01 11:00 |  | 5100 | 0 | 0 | 6 | 2 | 12
2015-08-01 12:00 |  | 5101 | 0 | 0 | 6 | 2 | 13
2015-08-01 13:00 |  | 5102 | 0 | 0 | 6 | 2 | 14
2015-08-01 14:00 |  | 5103 | 0 | 0 | 6 | 2 | 15
2015-08-01 15:00 |  | 5104 | 0 | 0 | 6 | 2 | 16
2015-08-01 16:00 |  | 5105 | 0 | 0 | 6 | 2 | 17
2015-08-01 17:00 |  | 5106 | 0 | 0 | 6 | 2 | 18
2015-08-01 18:00 |  | 5107 | 0 | 0 | 6 | 2 | 19
2015-08-01 19:00 |  | 5108 | 0 | 0 | 6 | 2 | 20
2015-08-01 20:00 |  | 5109 | 0 | 0 | 6 | 2 | 21
2015-08-01 21:00 |  | 5110 | 0 | 0 | 6 | 2 | 22
2015-08-01 22:00 |  | 5111 | 0 | 0 | 6 | 2 | 23
2015-08-01 23:00 |  | 5112 | 0 | 0 | 6 | 2 | 24
2015-08-02 | Holiday | 5113 | 0 | 0 | 7 | 3 | 1
2015-08-02 01:00 |  | 5114 | 0 | 0 | 7 | 3 | 2
2015-08-02 02:00 |  | 5115 | 0 | 0 | 7 | 3 | 3
2015-08-02 03:00 |  | 5116 | 0 | 0 | 7 | 3 | 4
2015-08-02 04:00 |  | 5117 | 0 | 0 | 7 | 3 | 5
2015-08-02 05:00 |  | 5118 | 0 | 0 | 7 | 3 | 6
2015-08-02 06:00 |  | 5119 | 0 | 0 | 7 | 3 | 7
2015-08-02 07:00 |  | 5120 | 0 | 0 | 7 | 3 | 8
2015-08-02 08:00 |  | 5121 | 0 | 0 | 7 | 3 | 9
2015-08-02 09:00 |  | 5122 | 0 | 0 | 7 | 3 | 10
2015-08-02 10:00 |  | 5123 | 0 | 0 | 7 | 3 | 11
2015-08-02 11:00 |  | 5124 | 0 | 0 | 7 | 3 | 12
2015-08-02 12:00 |  | 5125 | 0 | 0 | 7 | 3 | 13
2015-08-02 13:00 |  | 5126 | 0 | 0 | 7 | 3 | 14
2015-08-02 14:00 |  | 5127 | 0 | 0 | 7 | 3 | 15
2015-08-02 15:00 |  | 5128 | 0 | 0 | 7 | 3 | 16
2015-08-02 16:00 |  | 5129 | 0 | 0 | 7 | 3 | 17
2015-08-02 17:00 |  | 5130 | 0 | 0 | 7 | 3 | 18
2015-08-02 18:00 |  | 5131 | 0 | 0 | 7 | 3 | 19
2015-08-02 19:00 |  | 5132 | 0 | 0 | 7 | 3 | 20
2015-08-02 20:00 |  | 5133 | 0 | 0 | 7 | 3 | 21
2015-08-02 21:00 |  | 5134 | 0 | 0 | 7 | 3 | 22
2015-08-02 22:00 |  | 5135 | 0 | 0 | 7 | 3 | 23
2015-08-02 23:00 |  | 5136 | 0 | 0 | 7 | 3 | 24
2015-08-03 | Workday | 5137 | 0 | 0 | 1 | 1 | 1
2015-08-03 01:00 |  | 5138 | 0 | 0 | 1 | 1 | 2
2015-08-03 02:00 |  | 5139 | 0 | 0 | 1 | 1 | 3
2015-08-03 03:00 |  | 5140 | 0 | 0 | 1 | 1 | 4
2015-08-03 04:00 |  | 5141 | 0 | 0 | 1 | 1 | 5
2015-08-03 05:00 |  | 5142 | 0 | 0 | 1 | 1 | 6
2015-08-03 06:00 |  | 5143 | 0 | 0 | 1 | 1 | 7
2015-08-03 07:00 |  | 5144 | 0 | 0 | 1 | 1 | 8
2015-08-03 08:00 |  | 5145 | 0 | 0 | 1 | 1 | 9
2015-08-03 09:00 |  | 5146 | 0 | 0 | 1 | 1 | 10
2015-08-03 10:00 |  | 5147 | 0 | 0 | 1 | 1 | 11
2015-08-03 11:00 |  | 5148 | 0 | 0 | 1 | 1 | 12
2015-08-03 12:00 |  | 5149 | 0 | 0 | 1 | 1 | 13
2015-08-03 13:00 |  | 5150 | 0 | 0 | 1 | 1 | 14
2015-08-03 14:00 |  | 5151 | 0 | 0 | 1 | 1 | 15
2015-08-03 15:00 |  | 5152 | 0 | 0 | 1 | 1 | 16
2015-08-03 16:00 |  | 5153 | 0 | 0 | 1 | 1 | 17
2015-08-03 17:00 |  | 5154 | 0 | 0 | 1 | 1 | 18
2015-08-03 18:00 |  | 5155 | 0 | 0 | 1 | 1 | 19
2015-08-03 19:00 |  | 5156 | 0 | 0 | 1 | 1 | 20
2015-08-03 20:00 |  | 5157 | 0 | 0 | 1 | 1 | 21
2015-08-03 21:00 |  | 5158 | 0 | 0 | 1 | 1 | 22
2015-08-03 22:00 |  | 5159 | 0 | 0 | 1 | 1 | 23
2015-08-03 23:00 |  | 5160 | 0 | 0 | 1 | 1 | 24
2015-08-04 | Workday | 5161 | 0 | 0 | 2 | 1 | 1
2015-08-04 01:00 |  | 5162 | 0 | 0 | 2 | 1 | 2
2015-08-04 02:00 |  | 5163 | 0 | 0 | 2 | 1 | 3
2015-08-04 03:00 |  | 5164 | 0 | 0 | 2 | 1 | 4
2015-08-04 04:00 |  | 5165 | 0 | 0 | 2 | 1 | 5
2015-08-04 05:00 |  | 5166 | 0 | 0 | 2 | 1 | 6
2015-08-04 06:00 |  | 5167 | 0 | 0 | 2 | 1 | 7
2015-08-04 07:00 |  | 5168 | 0 | 0 | 2 | 1 | 8
2015-08-04 08:00 |  | 5169 | 0 | 0 | 2 | 1 | 9
2015-08-04 09:00 |  | 5170 | 0 | 0 | 2 | 1 | 10
2015-08-04 10:00 |  | 5171 | 0 | 0 | 2 | 1 | 11
2015-08-04 11:00 |  | 5172 | 0 | 0 | 2 | 1 | 12
2015-08-04 12:00 |  | 5173 | 0 | 0 | 2 | 1 | 13
2015-08-04 13:00 |  | 5174 | 0 | 0 | 2 | 1 | 14
2015-08-04 14:00 |  | 5175 | 0 | 0 | 2 | 1 | 15
2015-08-04 15:00 |  | 5176 | 0 | 0 | 2 | 1 | 16
2015-08-04 16:00 |  | 5177 | 0 | 0 | 2 | 1 | 17
2015-08-04 17:00 |  | 5178 | 0 | 0 | 2 | 1 | 18
2015-08-04 18:00 |  | 5179 | 0 | 0 | 2 | 1 | 19
2015-08-04 19:00 |  | 5180 | 0 | 0 | 2 | 1 | 20
2015-08-04 20:00 |  | 5181 | 0 | 0 | 2 | 1 | 21
2015-08-04 21:00 |  | 5182 | 0 | 0 | 2 | 1 | 22
2015-08-04 22:00 |  | 5183 | 0 | 0 | 2 | 1 | 23
2015-08-04 23:00 |  | 5184 | 0 | 0 | 2 | 1 | 24
2015-08-05 | Workday | 5185 | 0 | 0 | 3 | 1 | 1
2015-08-05 01:00 |  | 5186 | 0 | 0 | 3 | 1 | 2
2015-08-05 02:00 |  | 5187 | 0 | 0 | 3 | 1 | 3
2015-08-05 03:00 |  | 5188 | 0 | 0 | 3 | 1 | 4
2015-08-05 04:00 |  | 5189 | 0 | 0 | 3 | 1 | 5
2015-08-05 05:00 |  | 5190 | 0 | 0 | 3 | 1 | 6
2015-08-05 06:00 |  | 5191 | 0 | 0 | 3 | 1 | 7
2015-08-05 07:00 |  | 5192 | 0 | 0 | 3 | 1 | 8
2015-08-05 08:00 |  | 5193 | 0 | 0 | 3 | 1 | 9
2015-08-05 09:00 |  | 5194 | 0 | 0 | 3 | 1 | 10
2015-08-05 10:00 |  | 5195 | 0 | 0 | 3 | 1 | 11
2015-08-05 11:00 |  | 5196 | 0 | 0 | 3 | 1 | 12
2015-08-05 12:00 |  | 5197 | 0 | 0 | 3 | 1 | 13
2015-08-05 13:00 |  | 5198 | 0 | 0 | 3 | 1 | 14
2015-08-05 14:00 |  | 5199 | 0 | 0 | 3 | 1 | 15
2015-08-05 15:00 |  | 5200 | 0 | 0 | 3 | 1 | 16
2015-08-05 16:00 |  | 5201 | 0 | 0 | 3 | 1 | 17
2015-08-05 17:00 |  | 5202 | 0 | 0 | 3 | 1 | 18
2015-08-05 18:00 |  | 5203 | 0 | 0 | 3 | 1 | 19
2015-08-05 19:00 |  | 5204 | 0 | 0 | 3 | 1 | 20
2015-08-05 20:00 |  | 5205 | 0 | 0 | 3 | 1 | 21
2015-08-05 21:00 |  | 5206 | 0 | 0 | 3 | 1 | 22
2015-08-05 22:00 |  | 5207 | 0 | 0 | 3 | 1 | 23
2015-08-05 23:00 |  | 5208 | 0 | 0 | 3 | 1 | 24
2015-08-06 | Workday | 5209 | 0 | 0 | 4 | 1 | 1
2015-08-06 01:00 |  | 5210 | 0 | 0 | 4 | 1 | 2
2015-08-06 02:00 |  | 5211 | 0 | 0 | 4 | 1 | 3
2015-08-06 03:00 |  | 5212 | 0 | 0 | 4 | 1 | 4
2015-08-06 04:00 |  | 5213 | 0 | 0 | 4 | 1 | 5
2015-08-06 05:00 |  | 5214 | 0 | 0 | 4 | 1 | 6
2015-08-06 06:00 |  | 5215 | 0 | 0 | 4 | 1 | 7
2015-08-06 07:00 |  | 5216 | 0 | 0 | 4 | 1 | 8
2015-08-06 08:00 |  | 5217 | 0 | 0 | 4 | 1 | 9
2015-08-06 09:00 |  | 5218 | 0 | 0 | 4 | 1 | 10
2015-08-06 10:00 |  | 5219 | 0 | 0 | 4 | 1 | 11
2015-08-06 11:00 |  | 5220 | 0 | 0 | 4 | 1 | 12
2015-08-06 12:00 |  | 5221 | 0 | 0 | 4 | 1 | 13
2015-08-06 13:00 |  | 5222 | 0 | 0 | 4 | 1 | 14
2015-08-06 14:00 |  | 5223 | 0 | 0 | 4 | 1 | 15
2015-08-06 15:00 |  | 5224 | 0 | 0 | 4 | 1 | 16
2015-08-06 16:00 |  | 5225 | 0 | 0 | 4 | 1 | 17
2015-08-06 17:00 |  | 5226 | 0 | 0 | 4 | 1 | 18
2015-08-06 18:00 |  | 5227 | 0 | 0 | 4 | 1 | 19
2015-08-06 19:00 |  | 5228 | 0 | 0 | 4 | 1 | 20
2015-08-06 20:00 |  | 5229 | 0 | 0 | 4 | 1 | 21
2015-08-06 21:00 |  | 5230 | 0 | 0 | 4 | 1 | 22
2015-08-06 22:00 |  | 5231 | 0 | 0 | 4 | 1 | 23
2015-08-06 23:00 |  | 5232 | 0 | 0 | 4 | 1 | 24
2015-08-07 | Workday | 5233 | 0 | 0 | 5 | 1 | 1
2015-08-07 01:00 |  | 5234 | 0 | 0 | 5 | 1 | 2
2015-08-07 02:00 |  | 5235 | 0 | 0 | 5 | 1 | 3
2015-08-07 03:00 |  | 5236 | 0 | 0 | 5 | 1 | 4
2015-08-07 04:00 |  | 5237 | 0 | 0 | 5 | 1 | 5
2015-08-07 05:00 |  | 5238 | 0 | 0 | 5 | 1 | 6
2015-08-07 06:00 |  | 5239 | 0 | 0 | 5 | 1 | 7
2015-08-07 07:00 |  | 5240 | 0 | 0 | 5 | 1 | 8
2015-08-07 08:00 |  | 5241 | 0 | 0 | 5 | 1 | 9
2015-08-07 09:00 |  | 5242 | 0 | 0 | 5 | 1 | 10
2015-08-07 10:00 |  | 5243 | 0 | 0 | 5 | 1 | 11
2015-08-07 11:00 |  | 5244 | 0 | 0 | 5 | 1 | 12
2015-08-07 12:00 |  | 5245 | 0 | 0 | 5 | 1 | 13
2015-08-07 13:00 |  | 5246 | 0 | 0 | 5 | 1 | 14
2015-08-07 14:00 |  | 5247 | 0 | 0 | 5 | 1 | 15
2015-08-07 15:00 |  | 5248 | 0 | 0 | 5 | 1 | 16
2015-08-07 16:00 |  | 5249 | 0 | 0 | 5 | 1 | 17
2015-08-07 17:00 |  | 5250 | 0 | 0 | 5 | 1 | 18
2015-08-07 18:00 |  | 5251 | 0 | 0 | 5 | 1 | 19
2015-08-07 19:00 |  | 5252 | 0 | 0 | 5 | 1 | 20
2015-08-07 20:00 |  | 5253 | 0 | 0 | 5 | 1 | 21
2015-08-07 21:00 |  | 5254 | 0 | 0 | 5 | 1 | 22
2015-08-07 22:00 |  | 5255 | 0 | 0 | 5 | 1 | 23
2015-08-07 23:00 |  | 5256 | 0 | 0 | 5 | 1 | 24
2015-08-08 | Saturday | 5257 | 0 | 0 | 6 | 2 | 1
2015-08-08 01:00 |  | 5258 | 0 | 0 | 6 | 2 | 2
2015-08-08 02:00 |  | 5259 | 0 | 0 | 6 | 2 | 3
2015-08-08 03:00 |  | 5260 | 0 | 0 | 6 | 2 | 4
2015-08-08 04:00 |  | 5261 | 0 | 0 | 6 | 2 | 5
2015-08-08 05:00 |  | 5262 | 0 | 0 | 6 | 2 | 6
2015-08-08 06:00 |  | 5263 | 0 | 0 | 6 | 2 | 7
2015-08-08 07:00 |  | 5264 | 0 | 0 | 6 | 2 | 8
2015-08-08 08:00 |  | 5265 | 0 | 0 | 6 | 2 | 9
2015-08-08 09:00 |  | 5266 | 0 | 0 | 6 | 2 | 10
2015-08-08 10:00 |  | 5267 | 0 | 0 | 6 | 2 | 11
2015-08-08 11:00 |  | 5268 | 0 | 0 | 6 | 2 | 12
2015-08-08 12:00 |  | 5269 | 0 | 0 | 6 | 2 | 13
2015-08-08 13:00 |  | 5270 | 0 | 0 | 6 | 2 | 14
2015-08-08 14:00 |  | 5271 | 0 | 0 | 6 | 2 | 15
2015-08-08 15:00 |  | 5272 | 0 | 0 | 6 | 2 | 16
2015-08-08 16:00 |  | 5273 | 0 | 0 | 6 | 2 | 17
2015-08-08 17:00 |  | 5274 | 0 | 0 | 6 | 2 | 18
2015-08-08 18:00 |  | 5275 | 0 | 0 | 6 | 2 | 19
2015-08-08 19:00 |  | 5276 | 0 | 0 | 6 | 2 | 20
2015-08-08 20:00 |  | 5277 | 0 | 0 | 6 | 2 | 21
2015-08-08 21:00 |  | 5278 | 0 | 0 | 6 | 2 | 22
2015-08-08 22:00 |  | 5279 | 0 | 0 | 6 | 2 | 23
2015-08-08 23:00 |  | 5280 | 0 | 0 | 6 | 2 | 24
2015-08-09 | Holiday | 5281 | 0 | 0 | 7 | 3 | 1
2015-08-09 01:00 |  | 5282 | 0 | 0 | 7 | 3 | 2
2015-08-09 02:00 |  | 5283 | 0 | 0 | 7 | 3 | 3
2015-08-09 03:00 |  | 5284 | 0 | 0 | 7 | 3 | 4
2015-08-09 04:00 |  | 5285 | 0 | 0 | 7 | 3 | 5
2015-08-09 05:00 |  | 5286 | 0 | 0 | 7 | 3 | 6
2015-08-09 06:00 |  | 5287 | 0 | 0 | 7 | 3 | 7
2015-08-09 07:00 |  | 5288 | 0 | 0 | 7 | 3 | 8
2015-08-09 08:00 |  | 5289 | 0 | 0 | 7 | 3 | 9
2015-08-09 09:00 |  | 5290 | 0 | 0 | 7 | 3 | 10
2015-08-09 10:00 |  | 5291 | 0 | 0 | 7 | 3 | 11
2015-08-09 11:00 |  | 5292 | 0 | 0 | 7 | 3 | 12
2015-08-09 12:00 |  | 5293 | 0 | 0 | 7 | 3 | 13
2015-08-09 13:00 |  | 5294 | 0 | 0 | 7 | 3 | 14
2015-08-09 14:00 |  | 5295 | 0 | 0 | 7 | 3 | 15
2015-08-09 15:00 |  | 5296 | 0 | 0 | 7 | 3 | 16
2015-08-09 16:00 |  | 5297 | 0 | 0 | 7 | 3 | 17
2015-08-09 17:00 |  | 5298 | 0 | 0 | 7 | 3 | 18
2015-08-09 18:00 |  | 5299 | 0 | 0 | 7 | 3 | 19
2015-08-09 19:00 |  | 5300 | 0 | 0 | 7 | 3 | 20
2015-08-09 20:00 |  | 5301 | 0 | 0 | 7 | 3 | 21
2015-08-09 21:00 |  | 5302 | 0 | 0 | 7 | 3 | 22
2015-08-09 22:00 |  | 5303 | 0 | 0 | 7 | 3 | 23
2015-08-09 23:00 |  | 5304 | 0 | 0 | 7 | 3 | 24
2015-08-10 | Workday | 5305 | 0 | 0 | 1 | 1 | 1
2015-08-10 01:00 |  | 5306 | 0 | 0 | 1 | 1 | 2
2015-08-10 02:00 |  | 5307 | 0 | 0 | 1 | 1 | 3
2015-08-10 03:00 |  | 5308 | 0 | 0 | 1 | 1 | 4
2015-08-10 04:00 |  | 5309 | 0 | 0 | 1 | 1 | 5
2015-08-10 05:00 |  | 5310 | 0 | 0 | 1 | 1 | 6
2015-08-10 06:00 |  | 5311 | 0 | 0 | 1 | 1 | 7
2015-08-10 07:00 |  | 5312 | 0 | 0 | 1 | 1 | 8
2015-08-10 08:00 |  | 5313 | 0 | 0 | 1 | 1 | 9
2015-08-10 09:00 |  | 5314 | 0 | 0 | 1 | 1 | 10
2015-08-10 10:00 |  | 5315 | 0 | 0 | 1 | 1 | 11
2015-08-10 11:00 |  | 5316 | 0 | 0 | 1 | 1 | 12
2015-08-10 12:00 |  | 5317 | 0 | 0 | 1 | 1 | 13
2015-08-10 13:00 |  | 5318 | 0 | 0 | 1 | 1 | 14
2015-08-10 14:00 |  | 5319 | 0 | 0 | 1 | 1 | 15
2015-08-10 15:00 |  | 5320 | 0 | 0 | 1 | 1 | 16
2015-08-10 16:00 |  | 5321 | 0 | 0 | 1 | 1 | 17
2015-08-10 17:00 |  | 5322 | 0 | 0 | 1 | 1 | 18
2015-08-10 18:00 |  | 5323 | 0 | 0 | 1 | 1 | 19
2015-08-10 19:00 |  | 5324 | 0 | 0 | 1 | 1 | 20
2015-08-10 20:00 |  | 5325 | 0 | 0 | 1 | 1 | 21
2015-08-10 21:00 |  | 5326 | 0 | 0 | 1 | 1 | 22
2015-08-10 22:00 |  | 5327 | 0 | 0 | 1 | 1 | 23
2015-08-10 23:00 |  | 5328 | 0 | 0 | 1 | 1 | 24
2015-08-11 | Workday | 5329 | 0 | 0 | 2 | 1 | 1
2015-08-11 01:00 |  | 5330 | 0 | 0 | 2 | 1 | 2
2015-08-11 02:00 |  | 5331 | 0 | 0 | 2 | 1 | 3
2015-08-11 03:00 |  | 5332 | 0 | 0 | 2 | 1 | 4
2015-08-11 04:00 |  | 5333 | 0 | 0 | 2 | 1 | 5
2015-08-11 05:00 |  | 5334 | 0 | 0 | 2 | 1 | 6
2015-08-11 06:00 |  | 5335 | 0 | 0 | 2 | 1 | 7
2015-08-11 07:00 |  | 5336 | 0 | 0 | 2 | 1 | 8
2015-08-11 08:00 |  | 5337 | 0 | 0 | 2 | 1 | 9
2015-08-11 09:00 |  | 5338 | 0 | 0 | 2 | 1 | 10
2015-08-11 10:00 |  | 5339 | 0 | 0 | 2 | 1 | 11
2015-08-11 11:00 |  | 5340 | 0 | 0 | 2 | 1 | 12
2015-08-11 12:00 |  | 5341 | 0 | 0 | 2 | 1 | 13
2015-08-11 13:00 |  | 5342 | 0 | 0 | 2 | 1 | 14
2015-08-11 14:00 |  | 5343 | 0 | 0 | 2 | 1 | 15
2015-08-11 15:00 |  | 5344 | 0 | 0 | 2 | 1 | 16
2015-08-11 16:00 |  | 5345 | 0 | 0 | 2 | 1 | 17
2015-08-11 17:00 |  | 5346 | 0 | 0 | 2 | 1 | 18
2015-08-11 18:00 |  | 5347 | 0 | 0 | 2 | 1 | 19
2015-08-11 19:00 |  | 5348 | 0 | 0 | 2 | 1 | 20
2015-08-11 20:00 |  | 5349 | 0 | 0 | 2 | 1 | 21
2015-08-11 21:00 |  | 5350 | 0 | 0 | 2 | 1 | 22
2015-08-11 22:00 |  | 5351 | 0 | 0 | 2 | 1 | 23
2015-08-11 23:00 |  | 5352 | 0 | 0 | 2 | 1 | 24
2015-08-12 | Workday | 5353 | 0 | 0 | 3 | 1 | 1
2015-08-12 01:00 |  | 5354 | 0 | 0 | 3 | 1 | 2
2015-08-12 02:00 |  | 5355 | 0 | 0 | 3 | 1 | 3
2015-08-12 03:00 |  | 5356 | 0 | 0 | 3 | 1 | 4
2015-08-12 04:00 |  | 5357 | 0 | 0 | 3 | 1 | 5
2015-08-12 05:00 |  | 5358 | 0 | 0 | 3 | 1 | 6
2015-08-12 06:00 |  | 5359 | 0 | 0 | 3 | 1 | 7
2015-08-12 07:00 |  | 5360 | 0 | 0 | 3 | 1 | 8
2015-08-12 08:00 |  | 5361 | 0 | 0 | 3 | 1 | 9
2015-08-12 09:00 |  | 5362 | 0 | 0 | 3 | 1 | 10
2015-08-12 10:00 |  | 5363 | 0 | 0 | 3 | 1 | 11
2015-08-12 11:00 |  | 5364 | 0 | 0 | 3 | 1 | 12
2015-08-12 12:00 |  | 5365 | 0 | 0 | 3 | 1 | 13
2015-08-12 13:00 |  | 5366 | 0 | 0 | 3 | 1 | 14
2015-08-12 14:00 |  | 5367 | 0 | 0 | 3 | 1 | 15
2015-08-12 15:00 |  | 5368 | 0 | 0 | 3 | 1 | 16
2015-08-12 16:00 |  | 5369 | 0 | 0 | 3 | 1 | 17
2015-08-12 17:00 |  | 5370 | 0 | 0 | 3 | 1 | 18
2015-08-12 18:00 |  | 5371 | 0 | 0 | 3 | 1 | 19
2015-08-12 19:00 |  | 5372 | 0 | 0 | 3 | 1 | 20
2015-08-12 20:00 |  | 5373 | 0 | 0 | 3 | 1 | 21
2015-08-12 21:00 |  | 5374 | 0 | 0 | 3 | 1 | 22
2015-08-12 22:00 |  | 5375 | 0 | 0 | 3 | 1 | 23
2015-08-12 23:00 |  | 5376 | 0 | 0 | 3 | 1 | 24
2015-08-13 | Workday | 5377 | 0 | 0 | 4 | 1 | 1
2015-08-13 01:00 |  | 5378 | 0 | 0 | 4 | 1 | 2
2015-08-13 02:00 |  | 5379 | 0 | 0 | 4 | 1 | 3
2015-08-13 03:00 |  | 5380 | 0 | 0 | 4 | 1 | 4
2015-08-13 04:00 |  | 5381 | 0 | 0 | 4 | 1 | 5
2015-08-13 05:00 |  | 5382 | 0 | 0 | 4 | 1 | 6
2015-08-13 06:00 |  | 5383 | 0 | 0 | 4 | 1 | 7
2015-08-13 07:00 |  | 5384 | 0 | 0 | 4 | 1 | 8
2015-08-13 08:00 |  | 5385 | 0 | 0 | 4 | 1 | 9
2015-08-13 09:00 |  | 5386 | 0 | 0 | 4 | 1 | 10
2015-08-13 10:00 |  | 5387 | 0 | 0 | 4 | 1 | 11
2015-08-13 11:00 |  | 5388 | 0 | 0 | 4 | 1 | 12
2015-08-13 12:00 |  | 5389 | 0 | 0 | 4 | 1 | 13
2015-08-13 13:00 |  | 5390 | 0 | 0 | 4 | 1 | 14
2015-08-13 14:00 |  | 5391 | 0 | 0 | 4 | 1 | 15
2015-08-13 15:00 |  | 5392 | 0 | 0 | 4 | 1 | 16
2015-08-13 16:00 |  | 5393 | 0 | 0 | 4 | 1 | 17
2015-08-13 17:00 |  | 5394 | 0 | 0 | 4 | 1 | 18
2015-08-13 18:00 |  | 5395 | 0 | 0 | 4 | 1 | 19
2015-08-13 19:00 |  | 5396 | 0 | 0 | 4 | 1 | 20
2015-08-13 20:00 |  | 5397 | 0 | 0 | 4 | 1 | 21
2015-08-13 21:00 |  | 5398 | 0 | 0 | 4 | 1 | 22
2015-08-13 22:00 |  | 5399 | 0 | 0 | 4 | 1 | 23
2015-08-13 23:00 |  | 5400 | 0 | 0 | 4 | 1 | 24
2015-08-14 | Workday | 5401 | 0 | 0 | 5 | 1 | 1
2015-08-14 01:00 |  | 5402 | 0 | 0 | 5 | 1 | 2
2015-08-14 02:00 |  | 5403 | 0 | 0 | 5 | 1 | 3
2015-08-14 03:00 |  | 5404 | 0 | 0 | 5 | 1 | 4
2015-08-14 04:00 |  | 5405 | 0 | 0 | 5 | 1 | 5
2015-08-14 05:00 |  | 5406 | 0 | 0 | 5 | 1 | 6
2015-08-14 06:00 |  | 5407 | 0 | 0 | 5 | 1 | 7
2015-08-14 07:00 |  | 5408 | 0 | 0 | 5 | 1 | 8
2015-08-14 08:00 |  | 5409 | 0 | 0 | 5 | 1 | 9
2015-08-14 09:00 |  | 5410 | 0 | 0 | 5 | 1 | 10
2015-08-14 10:00 |  | 5411 | 0 | 0 | 5 | 1 | 11
2015-08-14 11:00 |  | 5412 | 0 | 0 | 5 | 1 | 12
2015-08-14 12:00 |  | 5413 | 0 | 0 | 5 | 1 | 13
2015-08-14 13:00 |  | 5414 | 0 | 0 | 5 | 1 | 14
2015-08-14 14:00 |  | 5415 | 0 | 0 | 5 | 1 | 15
2015-08-14 15:00 |  | 5416 | 0 | 0 | 5 | 1 | 16
2015-08-14 16:00 |  | 5417 | 0 | 0 | 5 | 1 | 17
2015-08-14 17:00 |  | 5418 | 0 | 0 | 5 | 1 | 18
2015-08-14 18:00 |  | 5419 | 0 | 0 | 5 | 1 | 19
2015-08-14 19:00 |  | 5420 | 0 | 0 | 5 | 1 | 20
2015-08-14 20:00 |  | 5421 | 0 | 0 | 5 | 1 | 21
2015-08-14 21:00 |  | 5422 | 0 | 0 | 5 | 1 | 22
2015-08-14 22:00 |  | 5423 | 0 | 0 | 5 | 1 | 23
2015-08-14 23:00 |  | 5424 | 0 | 0 | 5 | 1 | 24
2015-08-15 | Saturday | 5425 | 0 | 0 | 6 | 2 | 1
2015-08-15 01:00 |  | 5426 | 0 | 0 | 6 | 2 | 2
2015-08-15 02:00 |  | 5427 | 0 | 0 | 6 | 2 | 3
2015-08-15 03:00 |  | 5428 | 0 | 0 | 6 | 2 | 4
2015-08-15 04:00 |  | 5429 | 0 | 0 | 6 | 2 | 5
2015-08-15 05:00 |  | 5430 | 0 | 0 | 6 | 2 | 6
2015-08-15 06:00 |  | 5431 | 0 | 0 | 6 | 2 | 7
2015-08-15 07:00 |  | 5432 | 0 | 0 | 6 | 2 | 8
2015-08-15 08:00 |  | 5433 | 0 | 0 | 6 | 2 | 9
2015-08-15 09:00 |  | 5434 | 0 | 0 | 6 | 2 | 10
2015-08-15 10:00 |  | 5435 | 0 | 0 | 6 | 2 | 11
2015-08-15 11:00 |  | 5436 | 0 | 0 | 6 | 2 | 12
2015-08-15 12:00 |  | 5437 | 0 | 0 | 6 | 2 | 13
2015-08-15 13:00 |  | 5438 | 0 | 0 | 6 | 2 | 14
2015-08-15 14:00 |  | 5439 | 0 | 0 | 6 | 2 | 15
2015-08-15 15:00 |  | 5440 | 0 | 0 | 6 | 2 | 16
2015-08-15 16:00 |  | 5441 | 0 | 0 | 6 | 2 | 17
2015-08-15 17:00 |  | 5442 | 0 | 0 | 6 | 2 | 18
2015-08-15 18:00 |  | 5443 | 0 | 0 | 6 | 2 | 19
2015-08-15 19:00 |  | 5444 | 0 | 0 | 6 | 2 | 20
2015-08-15 20:00 |  | 5445 | 0 | 0 | 6 | 2 | 21
2015-08-15 21:00 |  | 5446 | 0 | 0 | 6 | 2 | 22
2015-08-15 22:00 |  | 5447 | 0 | 0 | 6 | 2 | 23
2015-08-15 23:00 |  | 5448 | 0 | 0 | 6 | 2 | 24
2015-08-16 | Holiday | 5449 | 0 | 0 | 7 | 3 | 1
2015-08-16 01:00 |  | 5450 | 0 | 0 | 7 | 3 | 2
2015-08-16 02:00 |  | 5451 | 0 | 0 | 7 | 3 | 3
2015-08-16 03:00 |  | 5452 | 0 | 0 | 7 | 3 | 4
2015-08-16 04:00 |  | 5453 | 0 | 0 | 7 | 3 | 5
2015-08-16 05:00 |  | 5454 | 0 | 0 | 7 | 3 | 6
2015-08-16 06:00 |  | 5455 | 0 | 0 | 7 | 3 | 7
2015-08-16 07:00 |  | 5456 | 0 | 0 | 7 | 3 | 8
2015-08-16 08:00 |  | 5457 | 0 | 0 | 7 | 3 | 9
2015-08-16 09:00 |  | 5458 | 0 | 0 | 7 | 3 | 10
2015-08-16 10:00 |  | 5459 | 0 | 0 | 7 | 3 | 11
2015-08-16 11:00 |  | 5460 | 0 | 0 | 7 | 3 | 12
2015-08-16 12:00 |  | 5461 | 0 | 0 | 7 | 3 | 13
2015-08-16 13:00 |  | 5462 | 0 | 0 | 7 | 3 | 14
2015-08-16 14:00 |  | 5463 | 0 | 0 | 7 | 3 | 15
2015-08-16 15:00 |  | 5464 | 0 | 0 | 7 | 3 | 16
2015-08-16 16:00 |  | 5465 | 0 | 0 | 7 | 3 | 17
2015-08-16 17:00 |  | 5466 | 0 | 0 | 7 | 3 | 18
2015-08-16 18:00 |  | 5467 | 0 | 0 | 7 | 3 | 19
2015-08-16 19:00 |  | 5468 | 0 | 0 | 7 | 3 | 20
2015-08-16 20:00 |  | 5469 | 0 | 0 | 7 | 3 | 21
2015-08-16 21:00 |  | 5470 | 0 | 0 | 7 | 3 | 22
2015-08-16 22:00 |  | 5471 | 0 | 0 | 7 | 3 | 23
2015-08-16 23:00 |  | 5472 | 0 | 0 | 7 | 3 | 24
2015-08-17 | Workday | 5473 | 0 | 0 | 1 | 1 | 1
2015-08-17 01:00 |  | 5474 | 0 | 0 | 1 | 1 | 2
2015-08-17 02:00 |  | 5475 | 0 | 0 | 1 | 1 | 3
2015-08-17 03:00 |  | 5476 | 0 | 0 | 1 | 1 | 4
2015-08-17 04:00 |  | 5477 | 0 | 0 | 1 | 1 | 5
2015-08-17 05:00 |  | 5478 | 0 | 0 | 1 | 1 | 6
2015-08-17 06:00 |  | 5479 | 0 | 0 | 1 | 1 | 7
2015-08-17 07:00 |  | 5480 | 0 | 0 | 1 | 1 | 8
2015-08-17 08:00 |  | 5481 | 0 | 0 | 1 | 1 | 9
2015-08-17 09:00 |  | 5482 | 0 | 0 | 1 | 1 | 10
2015-08-17 10:00 |  | 5483 | 0 | 0 | 1 | 1 | 11
2015-08-17 11:00 |  | 5484 | 0 | 0 | 1 | 1 | 12
2015-08-17 12:00 |  | 5485 | 0 | 0 | 1 | 1 | 13
2015-08-17 13:00 |  | 5486 | 0 | 0 | 1 | 1 | 14
2015-08-17 14:00 |  | 5487 | 0 | 0 | 1 | 1 | 15
2015-08-17 15:00 |  | 5488 | 0 | 0 | 1 | 1 | 16
2015-08-17 16:00 |  | 5489 | 0 | 0 | 1 | 1 | 17
2015-08-17 17:00 |  | 5490 | 0 | 0 | 1 | 1 | 18
2015-08-17 18:00 |  | 5491 | 0 | 0 | 1 | 1 | 19
2015-08-17 19:00 |  | 5492 | 0 | 0 | 1 | 1 | 20
2015-08-17 20:00 |  | 5493 | 0 | 0 | 1 | 1 | 21
2015-08-17 21:00 |  | 5494 | 0 | 0 | 1 | 1 | 22
2015-08-17 22:00 |  | 5495 | 0 | 0 | 1 | 1 | 23
2015-08-17 23:00 |  | 5496 | 0 | 0 | 1 | 1 | 24
2015-08-18 | Workday | 5497 | 0 | 0 | 2 | 1 | 1
2015-08-18 01:00 |  | 5498 | 0 | 0 | 2 | 1 | 2
2015-08-18 02:00 |  | 5499 | 0 | 0 | 2 | 1 | 3
2015-08-18 03:00 |  | 5500 | 0 | 0 | 2 | 1 | 4
2015-08-18 04:00 |  | 5501 | 0 | 0 | 2 | 1 | 5
2015-08-18 05:00 |  | 5502 | 0 | 0 | 2 | 1 | 6
2015-08-18 06:00 |  | 5503 | 0 | 0 | 2 | 1 | 7
2015-08-18 07:00 |  | 5504 | 0 | 0 | 2 | 1 | 8
2015-08-18 08:00 |  | 5505 | 0 | 0 | 2 | 1 | 9
2015-08-18 09:00 |  | 5506 | 0 | 0 | 2 | 1 | 10
2015-08-18 10:00 |  | 5507 | 0 | 0 | 2 | 1 | 11
2015-08-18 11:00 |  | 5508 | 0 | 0 | 2 | 1 | 12
2015-08-18 12:00 |  | 5509 | 0 | 0 | 2 | 1 | 13
2015-08-18 13:00 |  | 5510 | 0 | 0 | 2 | 1 | 14
2015-08-18 14:00 |  | 5511 | 0 | 0 | 2 | 1 | 15
2015-08-18 15:00 |  | 5512 | 0 | 0 | 2 | 1 | 16
2015-08-18 16:00 |  | 5513 | 0 | 0 | 2 | 1 | 17
2015-08-18 17:00 |  | 5514 | 0 | 0 | 2 | 1 | 18
2015-08-18 18:00 |  | 5515 | 0 | 0 | 2 | 1 | 19
2015-08-18 19:00 |  | 5516 | 0 | 0 | 2 | 1 | 20
2015-08-18 20:00 |  | 5517 | 0 | 0 | 2 | 1 | 21
2015-08-18 21:00 |  | 5518 | 0 | 0 | 2 | 1 | 22
2015-08-18 22:00 |  | 5519 | 0 | 0 | 2 | 1 | 23
2015-08-18 23:00 |  | 5520 | 0 | 0 | 2 | 1 | 24
2015-08-19 | Workday | 5521 | 0 | 0 | 3 | 1 | 1
2015-08-19 01:00 |  | 5522 | 0 | 0 | 3 | 1 | 2
2015-08-19 02:00 |  | 5523 | 0 | 0 | 3 | 1 | 3
2015-08-19 03:00 |  | 5524 | 0 | 0 | 3 | 1 | 4
2015-08-19 04:00 |  | 5525 | 0 | 0 | 3 | 1 | 5
2015-08-19 05:00 |  | 5526 | 0 | 0 | 3 | 1 | 6
2015-08-19 06:00 |  | 5527 | 0 | 0 | 3 | 1 | 7
2015-08-19 07:00 |  | 5528 | 0 | 0 | 3 | 1 | 8
2015-08-19 08:00 |  | 5529 | 0 | 0 | 3 | 1 | 9
2015-08-19 09:00 |  | 5530 | 0 | 0 | 3 | 1 | 10
2015-08-19 10:00 |  | 5531 | 0 | 0 | 3 | 1 | 11
2015-08-19 11:00 |  | 5532 | 0 | 0 | 3 | 1 | 12
2015-08-19 12:00 |  | 5533 | 0 | 0 | 3 | 1 | 13
2015-08-19 13:00 |  | 5534 | 0 | 0 | 3 | 1 | 14
2015-08-19 14:00 |  | 5535 | 0 | 0 | 3 | 1 | 15
2015-08-19 15:00 |  | 5536 | 0 | 0 | 3 | 1 | 16
2015-08-19 16:00 |  | 5537 | 0 | 0 | 3 | 1 | 17
2015-08-19 17:00 |  | 5538 | 0 | 0 | 3 | 1 | 18
2015-08-19 18:00 |  | 5539 | 0 | 0 | 3 | 1 | 19
2015-08-19 19:00 |  | 5540 | 0 | 0 | 3 | 1 | 20
2015-08-19 20:00 |  | 5541 | 0 | 0 | 3 | 1 | 21
2015-08-19 21:00 |  | 5542 | 0 | 0 | 3 | 1 | 22
2015-08-19 22:00 |  | 5543 | 0 | 0 | 3 | 1 | 23
2015-08-19 23:00 |  | 5544 | 0 | 0 | 3 | 1 | 24
2015-08-20 | Workday | 5545 | 0 | 0 | 4 | 1 | 1
2015-08-20 01:00 |  | 5546 | 0 | 0 | 4 | 1 | 2
2015-08-20 02:00 |  | 5547 | 0 | 0 | 4 | 1 | 3
2015-08-20 03:00 |  | 5548 | 0 | 0 | 4 | 1 | 4
2015-08-20 04:00 |  | 5549 | 0 | 0 | 4 | 1 | 5
2015-08-20 05:00 |  | 5550 | 0 | 0 | 4 | 1 | 6
2015-08-20 06:00 |  | 5551 | 0 | 0 | 4 | 1 | 7
2015-08-20 07:00 |  | 5552 | 0 | 0 | 4 | 1 | 8
2015-08-20 08:00 |  | 5553 | 0 | 0 | 4 | 1 | 9
2015-08-20 09:00 |  | 5554 | 0 | 0 | 4 | 1 | 10
2015-08-20 10:00 |  | 5555 | 0 | 0 | 4 | 1 | 11
2015-08-20 11:00 |  | 5556 | 0 | 0 | 4 | 1 | 12
2015-08-20 12:00 |  | 5557 | 0 | 0 | 4 | 1 | 13
2015-08-20 13:00 |  | 5558 | 0 | 0 | 4 | 1 | 14
2015-08-20 14:00 |  | 5559 | 0 | 0 | 4 | 1 | 15
2015-08-20 15:00 |  | 5560 | 0 | 0 | 4 | 1 | 16
2015-08-20 16:00 |  | 5561 | 0 | 0 | 4 | 1 | 17
2015-08-20 17:00 |  | 5562 | 0 | 0 | 4 | 1 | 18
2015-08-20 18:00 |  | 5563 | 0 | 0 | 4 | 1 | 19
2015-08-20 19:00 |  | 5564 | 0 | 0 | 4 | 1 | 20
2015-08-20 20:00 |  | 5565 | 0 | 0 | 4 | 1 | 21
2015-08-20 21:00 |  | 5566 | 0 | 0 | 4 | 1 | 22
2015-08-20 22:00 |  | 5567 | 0 | 0 | 4 | 1 | 23
2015-08-20 23:00 |  | 5568 | 0 | 0 | 4 | 1 | 24
2015-08-21 | Workday | 5569 | 0 | 0 | 5 | 1 | 1
2015-08-21 01:00 |  | 5570 | 0 | 0 | 5 | 1 | 2
2015-08-21 02:00 |  | 5571 | 0 | 0 | 5 | 1 | 3
2015-08-21 03:00 |  | 5572 | 0 | 0 | 5 | 1 | 4
2015-08-21 04:00 |  | 5573 | 0 | 0 | 5 | 1 | 5
2015-08-21 05:00 |  | 5574 | 0 | 0 | 5 | 1 | 6
2015-08-21 06:00 |  | 5575 | 0 | 0 | 5 | 1 | 7
2015-08-21 07:00 |  | 5576 | 0 | 0 | 5 | 1 | 8
2015-08-21 08:00 |  | 5577 | 0 | 0 | 5 | 1 | 9
2015-08-21 09:00 |  | 5578 | 0 | 0 | 5 | 1 | 10
2015-08-21 10:00 |  | 5579 | 0 | 0 | 5 | 1 | 11
2015-08-21 11:00 |  | 5580 | 0 | 0 | 5 | 1 | 12
2015-08-21 12:00 |  | 5581 | 0 | 0 | 5 | 1 | 13
2015-08-21 13:00 |  | 5582 | 0 | 0 | 5 | 1 | 14
2015-08-21 14:00 |  | 5583 | 0 | 0 | 5 | 1 | 15
2015-08-21 15:00 |  | 5584 | 0 | 0 | 5 | 1 | 16
2015-08-21 16:00 |  | 5585 | 0 | 0 | 5 | 1 | 17
2015-08-21 17:00 |  | 5586 | 0 | 0 | 5 | 1 | 18
2015-08-21 18:00 |  | 5587 | 0 | 0 | 5 | 1 | 19
2015-08-21 19:00 |  | 5588 | 0 | 0 | 5 | 1 | 20
2015-08-21 20:00 |  | 5589 | 0 | 0 | 5 | 1 | 21
2015-08-21 21:00 |  | 5590 | 0 | 0 | 5 | 1 | 22
2015-08-21 22:00 |  | 5591 | 0 | 0 | 5 | 1 | 23
2015-08-21 23:00 |  | 5592 | 0 | 0 | 5 | 1 | 24
2015-08-22 | Saturday | 5593 | 0 | 0 | 6 | 2 | 1
2015-08-22 01:00 |  | 5594 | 0 | 0 | 6 | 2 | 2
2015-08-22 02:00 |  | 5595 | 0 | 0 | 6 | 2 | 3
2015-08-22 03:00 |  | 5596 | 0 | 0 | 6 | 2 | 4
2015-08-22 04:00 |  | 5597 | 0 | 0 | 6 | 2 | 5
2015-08-22 05:00 |  | 5598 | 0 | 0 | 6 | 2 | 6
2015-08-22 06:00 |  | 5599 | 0 | 0 | 6 | 2 | 7
2015-08-22 07:00 |  | 5600 | 0 | 0 | 6 | 2 | 8
2015-08-22 08:00 |  | 5601 | 0 | 0 | 6 | 2 | 9
2015-08-22 09:00 |  | 5602 | 0 | 0 | 6 | 2 | 10
2015-08-22 10:00 |  | 5603 | 0 | 0 | 6 | 2 | 11
2015-08-22 11:00 |  | 5604 | 0 | 0 | 6 | 2 | 12
2015-08-22 12:00 |  | 5605 | 0 | 0 | 6 | 2 | 13
2015-08-22 13:00 |  | 5606 | 0 | 0 | 6 | 2 | 14
2015-08-22 14:00 |  | 5607 | 0 | 0 | 6 | 2 | 15
2015-08-22 15:00 |  | 5608 | 0 | 0 | 6 | 2 | 16
2015-08-22 16:00 |  | 5609 | 0 | 0 | 6 | 2 | 17
2015-08-22 17:00 |  | 5610 | 0 | 0 | 6 | 2 | 18
2015-08-22 18:00 |  | 5611 | 0 | 0 | 6 | 2 | 19
2015-08-22 19:00 |  | 5612 | 0 | 0 | 6 | 2 | 20
2015-08-22 20:00 |  | 5613 | 0 | 0 | 6 | 2 | 21
2015-08-22 21:00 |  | 5614 | 0 | 0 | 6 | 2 | 22
2015-08-22 22:00 |  | 5615 | 0 | 0 | 6 | 2 | 23
2015-08-22 23:00 |  | 5616 | 0 | 0 | 6 | 2 | 24
2015-08-23 | Holiday | 5617 | 0 | 0 | 7 | 3 | 1
2015-08-23 01:00 |  | 5618 | 0 | 0 | 7 | 3 | 2
2015-08-23 02:00 |  | 5619 | 0 | 0 | 7 | 3 | 3
2015-08-23 03:00 |  | 5620 | 0 | 0 | 7 | 3 | 4
2015-08-23 04:00 |  | 5621 | 0 | 0 | 7 | 3 | 5
2015-08-23 05:00 |  | 5622 | 0 | 0 | 7 | 3 | 6
2015-08-23 06:00 |  | 5623 | 0 | 0 | 7 | 3 | 7
2015-08-23 07:00 |  | 5624 | 0 | 0 | 7 | 3 | 8
2015-08-23 08:00 |  | 5625 | 0 | 0 | 7 | 3 | 9
2015-08-23 09:00 |  | 5626 | 0 | 0 | 7 | 3 | 10
2015-08-23 10:00 |  | 5627 | 0 | 0 | 7 | 3 | 11
2015-08-23 11:00 |  | 5628 | 0 | 0 | 7 | 3 | 12
2015-08-23 12:00 |  | 5629 | 0 | 0 | 7 | 3 | 13
2015-08-23 13:00 |  | 5630 | 0 | 0 | 7 | 3 | 14
2015-08-23 14:00 |  | 5631 | 0 | 0 | 7 | 3 | 15
2015-08-23 15:00 |  | 5632 | 0 | 0 | 7 | 3 | 16
2015-08-23 16:00 |  | 5633 | 0 | 0 | 7 | 3 | 17
2015-08-23 17:00 |  | 5634 | 0 | 0 | 7 | 3 | 18
2015-08-23 18:00 |  | 5635 | 0 | 0 | 7 | 3 | 19
2015-08-23 19:00 |  | 5636 | 0 | 0 | 7 | 3 | 20
2015-08-23 20:00 |  | 5637 | 0 | 0 | 7 | 3 | 21
2015-08-23 21:00 |  | 5638 | 0 | 0 | 7 | 3 | 22
2015-08-23 22:00 |  | 5639 | 0 | 0 | 7 | 3 | 23
2015-08-23 23:00 |  | 5640 | 0 | 0 | 7 | 3 | 24
2015-08-24 | Workday | 5641 | 0 | 0 | 1 | 1 | 1
2015-08-24 01:00 |  | 5642 | 0 | 0 | 1 | 1 | 2
2015-08-24 02:00 |  | 5643 | 0 | 0 | 1 | 1 | 3
2015-08-24 03:00 |  | 5644 | 0 | 0 | 1 | 1 | 4
2015-08-24 04:00 |  | 5645 | 0 | 0 | 1 | 1 | 5
2015-08-24 05:00 |  | 5646 | 0 | 0 | 1 | 1 | 6
2015-08-24 06:00 |  | 5647 | 0 | 0 | 1 | 1 | 7
2015-08-24 07:00 |  | 5648 | 0 | 0 | 1 | 1 | 8
2015-08-24 08:00 |  | 5649 | 0 | 0 | 1 | 1 | 9
2015-08-24 09:00 |  | 5650 | 0 | 0 | 1 | 1 | 10
2015-08-24 10:00 |  | 5651 | 0 | 0 | 1 | 1 | 11
2015-08-24 11:00 |  | 5652 | 0 | 0 | 1 | 1 | 12
2015-08-24 12:00 |  | 5653 | 0 | 0 | 1 | 1 | 13
2015-08-24 13:00 |  | 5654 | 0 | 0 | 1 | 1 | 14
2015-08-24 14:00 |  | 5655 | 0 | 0 | 1 | 1 | 15
2015-08-24 15:00 |  | 5656 | 0 | 0 | 1 | 1 | 16
2015-08-24 16:00 |  | 5657 | 0 | 0 | 1 | 1 | 17
2015-08-24 17:00 |  | 5658 | 0 | 0 | 1 | 1 | 18
2015-08-24 18:00 |  | 5659 | 0 | 0 | 1 | 1 | 19
2015-08-24 19:00 |  | 5660 | 0 | 0 | 1 | 1 | 20
2015-08-24 20:00 |  | 5661 | 0 | 0 | 1 | 1 | 21
2015-08-24 21:00 |  | 5662 | 0 | 0 | 1 | 1 | 22
2015-08-24 22:00 |  | 5663 | 0 | 0 | 1 | 1 | 23
2015-08-24 23:00 |  | 5664 | 0 | 0 | 1 | 1 | 24
2015-08-25 | Workday | 5665 | 0 | 0 | 2 | 1 | 1
2015-08-25 01:00 |  | 5666 | 0 | 0 | 2 | 1 | 2
2015-08-25 02:00 |  | 5667 | 0 | 0 | 2 | 1 | 3
2015-08-25 03:00 |  | 5668 | 0 | 0 | 2 | 1 | 4
2015-08-25 04:00 |  | 5669 | 0 | 0 | 2 | 1 | 5
2015-08-25 05:00 |  | 5670 | 0 | 0 | 2 | 1 | 6
2015-08-25 06:00 |  | 5671 | 0 | 0 | 2 | 1 | 7
2015-08-25 07:00 |  | 5672 | 0 | 0 | 2 | 1 | 8
2015-08-25 08:00 |  | 5673 | 0 | 0 | 2 | 1 | 9
2015-08-25 09:00 |  | 5674 | 0 | 0 | 2 | 1 | 10
2015-08-25 10:00 |  | 5675 | 0 | 0 | 2 | 1 | 11
2015-08-25 11:00 |  | 5676 | 0 | 0 | 2 | 1 | 12
2015-08-25 12:00 |  | 5677 | 0 | 0 | 2 | 1 | 13
2015-08-25 13:00 |  | 5678 | 0 | 0 | 2 | 1 | 14
2015-08-25 14:00 |  | 5679 | 0 | 0 | 2 | 1 | 15
2015-08-25 15:00 |  | 5680 | 0 | 0 | 2 | 1 | 16
2015-08-25 16:00 |  | 5681 | 0 | 0 | 2 | 1 | 17
2015-08-25 17:00 |  | 5682 | 0 | 0 | 2 | 1 | 18
2015-08-25 18:00 |  | 5683 | 0 | 0 | 2 | 1 | 19
2015-08-25 19:00 |  | 5684 | 0 | 0 | 2 | 1 | 20
2015-08-25 20:00 |  | 5685 | 0 | 0 | 2 | 1 | 21
2015-08-25 21:00 |  | 5686 | 0 | 0 | 2 | 1 | 22
2015-08-25 22:00 |  | 5687 | 0 | 0 | 2 | 1 | 23
2015-08-25 23:00 |  | 5688 | 0 | 0 | 2 | 1 | 24
2015-08-26 | Workday | 5689 | 0 | 0 | 3 | 1 | 1
2015-08-26 01:00 |  | 5690 | 0 | 0 | 3 | 1 | 2
2015-08-26 02:00 |  | 5691 | 0 | 0 | 3 | 1 | 3
2015-08-26 03:00 |  | 5692 | 0 | 0 | 3 | 1 | 4
2015-08-26 04:00 |  | 5693 | 0 | 0 | 3 | 1 | 5
2015-08-26 05:00 |  | 5694 | 0 | 0 | 3 | 1 | 6
2015-08-26 06:00 |  | 5695 | 0 | 0 | 3 | 1 | 7
2015-08-26 07:00 |  | 5696 | 0 | 0 | 3 | 1 | 8
2015-08-26 08:00 |  | 5697 | 0 | 0 | 3 | 1 | 9
2015-08-26 09:00 |  | 5698 | 0 | 0 | 3 | 1 | 10
2015-08-26 10:00 |  | 5699 | 0 | 0 | 3 | 1 | 11
2015-08-26 11:00 |  | 5700 | 0 | 0 | 3 | 1 | 12
2015-08-26 12:00 |  | 5701 | 0 | 0 | 3 | 1 | 13
2015-08-26 13:00 |  | 5702 | 0 | 0 | 3 | 1 | 14
2015-08-26 14:00 |  | 5703 | 0 | 0 | 3 | 1 | 15
2015-08-26 15:00 |  | 5704 | 0 | 0 | 3 | 1 | 16
2015-08-26 16:00 |  | 5705 | 0 | 0 | 3 | 1 | 17
2015-08-26 17:00 |  | 5706 | 0 | 0 | 3 | 1 | 18
2015-08-26 18:00 |  | 5707 | 0 | 0 | 3 | 1 | 19
2015-08-26 19:00 |  | 5708 | 0 | 0 | 3 | 1 | 20
2015-08-26 20:00 |  | 5709 | 0 | 0 | 3 | 1 | 21
2015-08-26 21:00 |  | 5710 | 0 | 0 | 3 | 1 | 22
2015-08-26 22:00 |  | 5711 | 0 | 0 | 3 | 1 | 23
2015-08-26 23:00 |  | 5712 | 0 | 0 | 3 | 1 | 24
2015-08-27 | Workday | 5713 | 0 | 0 | 4 | 1 | 1
2015-08-27 01:00 |  | 5714 | 0 | 0 | 4 | 1 | 2
2015-08-27 02:00 |  | 5715 | 0 | 0 | 4 | 1 | 3
2015-08-27 03:00 |  | 5716 | 0 | 0 | 4 | 1 | 4
2015-08-27 04:00 |  | 5717 | 0 | 0 | 4 | 1 | 5
2015-08-27 05:00 |  | 5718 | 0 | 0 | 4 | 1 | 6
2015-08-27 06:00 |  | 5719 | 0 | 0 | 4 | 1 | 7
2015-08-27 07:00 |  | 5720 | 0 | 0 | 4 | 1 | 8
2015-08-27 08:00 |  | 5721 | 0 | 0 | 4 | 1 | 9
2015-08-27 09:00 |  | 5722 | 0 | 0 | 4 | 1 | 10
2015-08-27 10:00 |  | 5723 | 0 | 0 | 4 | 1 | 11
2015-08-27 11:00 |  | 5724 | 0 | 0 | 4 | 1 | 12
2015-08-27 12:00 |  | 5725 | 0 | 0 | 4 | 1 | 13
2015-08-27 13:00 |  | 5726 | 0 | 0 | 4 | 1 | 14
2015-08-27 14:00 |  | 5727 | 0 | 0 | 4 | 1 | 15
2015-08-27 15:00 |  | 5728 | 0 | 0 | 4 | 1 | 16
2015-08-27 16:00 |  | 5729 | 0 | 0 | 4 | 1 | 17
2015-08-27 17:00 |  | 5730 | 0 | 0 | 4 | 1 | 18
2015-08-27 18:00 |  | 5731 | 0 | 0 | 4 | 1 | 19
2015-08-27 19:00 |  | 5732 | 0 | 0 | 4 | 1 | 20
2015-08-27 20:00 |  | 5733 | 0 | 0 | 4 | 1 | 21
2015-08-27 21:00 |  | 5734 | 0 | 0 | 4 | 1 | 22
2015-08-27 22:00 |  | 5735 | 0 | 0 | 4 | 1 | 23
2015-08-27 23:00 |  | 5736 | 0 | 0 | 4 | 1 | 24
2015-08-28 | Workday | 5737 | 0 | 0 | 5 | 1 | 1
2015-08-28 01:00 |  | 5738 | 0 | 0 | 5 | 1 | 2
2015-08-28 02:00 |  | 5739 | 0 | 0 | 5 | 1 | 3
2015-08-28 03:00 |  | 5740 | 0 | 0 | 5 | 1 | 4
2015-08-28 04:00 |  | 5741 | 0 | 0 | 5 | 1 | 5
2015-08-28 05:00 |  | 5742 | 0 | 0 | 5 | 1 | 6
2015-08-28 06:00 |  | 5743 | 0 | 0 | 5 | 1 | 7
2015-08-28 07:00 |  | 5744 | 0 | 0 | 5 | 1 | 8
2015-08-28 08:00 |  | 5745 | 0 | 0 | 5 | 1 | 9
2015-08-28 09:00 |  | 5746 | 0 | 0 | 5 | 1 | 10
2015-08-28 10:00 |  | 5747 | 0 | 0 | 5 | 1 | 11
2015-08-28 11:00 |  | 5748 | 0 | 0 | 5 | 1 | 12
2015-08-28 12:00 |  | 5749 | 0 | 0 | 5 | 1 | 13
2015-08-28 13:00 |  | 5750 | 0 | 0 | 5 | 1 | 14
2015-08-28 14:00 |  | 5751 | 0 | 0 | 5 | 1 | 15
2015-08-28 15:00 |  | 5752 | 0 | 0 | 5 | 1 | 16
2015-08-28 16:00 |  | 5753 | 0 | 0 | 5 | 1 | 17
2015-08-28 17:00 |  | 5754 | 0 | 0 | 5 | 1 | 18
2015-08-28 18:00 |  | 5755 | 0 | 0 | 5 | 1 | 19
2015-08-28 19:00 |  | 5756 | 0 | 0 | 5 | 1 | 20
2015-08-28 20:00 |  | 5757 | 0 | 0 | 5 | 1 | 21
2015-08-28 21:00 |  | 5758 | 0 | 0 | 5 | 1 | 22
2015-08-28 22:00 |  | 5759 | 0 | 0 | 5 | 1 | 23
2015-08-28 23:00 |  | 5760 | 0 | 0 | 5 | 1 | 24
2015-08-29 | Saturday | 5761 | 0 | 0 | 6 | 2 | 1
2015-08-29 01:00 |  | 5762 | 0 | 0 | 6 | 2 | 2
2015-08-29 02:00 |  | 5763 | 0 | 0 | 6 | 2 | 3
2015-08-29 03:00 |  | 5764 | 0 | 0 | 6 | 2 | 4
2015-08-29 04:00 |  | 5765 | 0 | 0 | 6 | 2 | 5
2015-08-29 05:00 |  | 5766 | 0 | 0 | 6 | 2 | 6
2015-08-29 06:00 |  | 5767 | 0 | 0 | 6 | 2 | 7
2015-08-29 07:00 |  | 5768 | 0 | 0 | 6 | 2 | 8
2015-08-29 08:00 |  | 5769 | 0 | 0 | 6 | 2 | 9
2015-08-29 09:00 |  | 5770 | 0 | 0 | 6 | 2 | 10
2015-08-29 10:00 |  | 5771 | 0 | 0 | 6 | 2 | 11
2015-08-29 11:00 |  | 5772 | 0 | 0 | 6 | 2 | 12
2015-08-29 12:00 |  | 5773 | 0 | 0 | 6 | 2 | 13
2015-08-29 13:00 |  | 5774 | 0 | 0 | 6 | 2 | 14
2015-08-29 14:00 |  | 5775 | 0 | 0 | 6 | 2 | 15
2015-08-29 15:00 |  | 5776 | 0 | 0 | 6 | 2 | 16
2015-08-29 16:00 |  | 5777 | 0 | 0 | 6 | 2 | 17
2015-08-29 17:00 |  | 5778 | 0 | 0 | 6 | 2 | 18
2015-08-29 18:00 |  | 5779 | 0 | 0 | 6 | 2 | 19
2015-08-29 19:00 |  | 5780 | 0 | 0 | 6 | 2 | 20
2015-08-29 20:00 |  | 5781 | 0 | 0 | 6 | 2 | 21
2015-08-29 21:00 |  | 5782 | 0 | 0 | 6 | 2 | 22
2015-08-29 22:00 |  | 5783 | 0 | 0 | 6 | 2 | 23
2015-08-29 23:00 |  | 5784 | 0 | 0 | 6 | 2 | 24
2015-08-30 | Holiday | 5785 | 0 | 0 | 7 | 3 | 1
2015-08-30 01:00 |  | 5786 | 0 | 0 | 7 | 3 | 2
2015-08-30 02:00 |  | 5787 | 0 | 0 | 7 | 3 | 3
2015-08-30 03:00 |  | 5788 | 0 | 0 | 7 | 3 | 4
2015-08-30 04:00 |  | 5789 | 0 | 0 | 7 | 3 | 5
2015-08-30 05:00 |  | 5790 | 0 | 0 | 7 | 3 | 6
2015-08-30 06:00 |  | 5791 | 0 | 0 | 7 | 3 | 7
2015-08-30 07:00 |  | 5792 | 0 | 0 | 7 | 3 | 8
2015-08-30 08:00 |  | 5793 | 0 | 0 | 7 | 3 | 9
2015-08-30 09:00 |  | 5794 | 0 | 0 | 7 | 3 | 10
2015-08-30 10:00 |  | 5795 | 0 | 0 | 7 | 3 | 11
2015-08-30 11:00 |  | 5796 | 0 | 0 | 7 | 3 | 12
2015-08-30 12:00 |  | 5797 | 0 | 0 | 7 | 3 | 13
2015-08-30 13:00 |  | 5798 | 0 | 0 | 7 | 3 | 14
2015-08-30 14:00 |  | 5799 | 0 | 0 | 7 | 3 | 15
2015-08-30 15:00 |  | 5800 | 0 | 0 | 7 | 3 | 16
2015-08-30 16:00 |  | 5801 | 0 | 0 | 7 | 3 | 17
2015-08-30 17:00 |  | 5802 | 0 | 0 | 7 | 3 | 18
2015-08-30 18:00 |  | 5803 | 0 | 0 | 7 | 3 | 19
2015-08-30 19:00 |  | 5804 | 0 | 0 | 7 | 3 | 20
2015-08-30 20:00 |  | 5805 | 0 | 0 | 7 | 3 | 21
2015-08-30 21:00 |  | 5806 | 0 | 0 | 7 | 3 | 22
2015-08-30 22:00 |  | 5807 | 0 | 0 | 7 | 3 | 23
2015-08-30 23:00 |  | 5808 | 0 | 0 | 7 | 3 | 24
2015-08-31 | Workday | 5809 | 0 | 0 | 1 | 1 | 1
2015-08-31 01:00 |  | 5810 | 0 | 0 | 1 | 1 | 2
2015-08-31 02:00 |  | 5811 | 0 | 0 | 1 | 1 | 3
2015-08-31 03:00 |  | 5812 | 0 | 0 | 1 | 1 | 4
2015-08-31 04:00 |  | 5813 | 0 | 0 | 1 | 1 | 5
2015-08-31 05:00 |  | 5814 | 0 | 0 | 1 | 1 | 6
2015-08-31 06:00 |  | 5815 | 0 | 0 | 1 | 1 | 7
2015-08-31 07:00 |  | 5816 | 0 | 0 | 1 | 1 | 8
2015-08-31 08:00 |  | 5817 | 0 | 0 | 1 | 1 | 9
2015-08-31 09:00 |  | 5818 | 0 | 0 | 1 | 1 | 10
2015-08-31 10:00 |  | 5819 | 0 | 0 | 1 | 1 | 11
2015-08-31 11:00 |  | 5820 | 0 | 0 | 1 | 1 | 12
2015-08-31 12:00 |  | 5821 | 0 | 0 | 1 | 1 | 13
2015-08-31 13:00 |  | 5822 | 0 | 0 | 1 | 1 | 14
2015-08-31 14:00 |  | 5823 | 0 | 0 | 1 | 1 | 15
2015-08-31 15:00 |  | 5824 | 0 | 0 | 1 | 1 | 16
2015-08-31 16:00 |  | 5825 | 0 | 0 | 1 | 1 | 17
2015-08-31 17:00 |  | 5826 | 0 | 0 | 1 | 1 | 18
2015-08-31 18:00 |  | 5827 | 0 | 0 | 1 | 1 | 19
2015-08-31 19:00 |  | 5828 | 0 | 0 | 1 | 1 | 20
2015-08-31 20:00 |  | 5829 | 0 | 0 | 1 | 1 | 21
2015-08-31 21:00 |  | 5830 | 0 | 0 | 1 | 1 | 22
2015-08-31 22:00 |  | 5831 | 0 | 0 | 1 | 1 | 23
2015-08-31 23:00 |  | 5832 | 0 | 0 | 1 | 1 | 24
2015-09-01 | Workday | 5833 | 0 | 0 | 2 | 1 | 1
2015-09-01 01:00 |  | 5834 | 0 | 0 | 2 | 1 | 2
2015-09-01 02:00 |  | 5835 | 0 | 0 | 2 | 1 | 3
2015-09-01 03:00 |  | 5836 | 0 | 0 | 2 | 1 | 4
2015-09-01 04:00 |  | 5837 | 0 | 0 | 2 | 1 | 5
2015-09-01 05:00 |  | 5838 | 0 | 0 | 2 | 1 | 6
2015-09-01 06:00 |  | 5839 | 0 | 0 | 2 | 1 | 7
2015-09-01 07:00 |  | 5840 | 0 | 0 | 2 | 1 | 8
2015-09-01 08:00 |  | 5841 | 0 | 0 | 2 | 1 | 9
2015-09-01 09:00 |  | 5842 | 0 | 0 | 2 | 1 | 10
2015-09-01 10:00 |  | 5843 | 0 | 0 | 2 | 1 | 11
2015-09-01 11:00 |  | 5844 | 0 | 0 | 2 | 1 | 12
2015-09-01 12:00 |  | 5845 | 0 | 0 | 2 | 1 | 13
2015-09-01 13:00 |  | 5846 | 0 | 0 | 2 | 1 | 14
2015-09-01 14:00 |  | 5847 | 0 | 0 | 2 | 1 | 15
2015-09-01 15:00 |  | 5848 | 0 | 0 | 2 | 1 | 16
2015-09-01 16:00 |  | 5849 | 0 | 0 | 2 | 1 | 17
2015-09-01 17:00 |  | 5850 | 0 | 0 | 2 | 1 | 18
2015-09-01 18:00 |  | 5851 | 0 | 0 | 2 | 1 | 19
2015-09-01 19:00 |  | 5852 | 0 | 0 | 2 | 1 | 20
2015-09-01 20:00 |  | 5853 | 0 | 0 | 2 | 1 | 21
2015-09-01 21:00 |  | 5854 | 0 | 0 | 2 | 1 | 22
2015-09-01 22:00 |  | 5855 | 0 | 0 | 2 | 1 | 23
2015-09-01 23:00 |  | 5856 | 0 | 0 | 2 | 1 | 24
2015-09-02 | Workday | 5857 | 0 | 0 | 3 | 1 | 1
2015-09-02 01:00 |  | 5858 | 0 | 0 | 3 | 1 | 2
2015-09-02 02:00 |  | 5859 | 0 | 0 | 3 | 1 | 3
2015-09-02 03:00 |  | 5860 | 0 | 0 | 3 | 1 | 4
2015-09-02 04:00 |  | 5861 | 0 | 0 | 3 | 1 | 5
2015-09-02 05:00 |  | 5862 | 0 | 0 | 3 | 1 | 6
2015-09-02 06:00 |  | 5863 | 0 | 0 | 3 | 1 | 7
2015-09-02 07:00 |  | 5864 | 0 | 0 | 3 | 1 | 8
2015-09-02 08:00 |  | 5865 | 0 | 0 | 3 | 1 | 9
2015-09-02 09:00 |  | 5866 | 0 | 0 | 3 | 1 | 10
2015-09-02 10:00 |  | 5867 | 0 | 0 | 3 | 1 | 11
2015-09-02 11:00 |  | 5868 | 0 | 0 | 3 | 1 | 12
2015-09-02 12:00 |  | 5869 | 0 | 0 | 3 | 1 | 13
2015-09-02 13:00 |  | 5870 | 0 | 0 | 3 | 1 | 14
2015-09-02 14:00 |  | 5871 | 0 | 0 | 3 | 1 | 15
2015-09-02 15:00 |  | 5872 | 0 | 0 | 3 | 1 | 16
2015-09-02 16:00 |  | 5873 | 0 | 0 | 3 | 1 | 17
2015-09-02 17:00 |  | 5874 | 0 | 0 | 3 | 1 | 18
2015-09-02 18:00 |  | 5875 | 0 | 0 | 3 | 1 | 19
2015-09-02 19:00 |  | 5876 | 0 | 0 | 3 | 1 | 20
2015-09-02 20:00 |  | 5877 | 0 | 0 | 3 | 1 | 21
2015-09-02 21:00 |  | 5878 | 0 | 0 | 3 | 1 | 22
2015-09-02 22:00 |  | 5879 | 0 | 0 | 3 | 1 | 23
2015-09-02 23:00 |  | 5880 | 0 | 0 | 3 | 1 | 24
2015-09-03 | Workday | 5881 | 0 | 0 | 4 | 1 | 1
2015-09-03 01:00 |  | 5882 | 0 | 0 | 4 | 1 | 2
2015-09-03 02:00 |  | 5883 | 0 | 0 | 4 | 1 | 3
2015-09-03 03:00 |  | 5884 | 0 | 0 | 4 | 1 | 4
2015-09-03 04:00 |  | 5885 | 0 | 0 | 4 | 1 | 5
2015-09-03 05:00 |  | 5886 | 0 | 0 | 4 | 1 | 6
2015-09-03 06:00 |  | 5887 | 0 | 0 | 4 | 1 | 7
2015-09-03 07:00 |  | 5888 | 0 | 0 | 4 | 1 | 8
2015-09-03 08:00 |  | 5889 | 0 | 0 | 4 | 1 | 9
2015-09-03 09:00 |  | 5890 | 0 | 0 | 4 | 1 | 10
2015-09-03 10:00 |  | 5891 | 0 | 0 | 4 | 1 | 11
2015-09-03 11:00 |  | 5892 | 0 | 0 | 4 | 1 | 12
2015-09-03 12:00 |  | 5893 | 0 | 0 | 4 | 1 | 13
2015-09-03 13:00 |  | 5894 | 0 | 0 | 4 | 1 | 14
2015-09-03 14:00 |  | 5895 | 0 | 0 | 4 | 1 | 15
2015-09-03 15:00 |  | 5896 | 0 | 0 | 4 | 1 | 16
2015-09-03 16:00 |  | 5897 | 0 | 0 | 4 | 1 | 17
2015-09-03 17:00 |  | 5898 | 0 | 0 | 4 | 1 | 18
2015-09-03 18:00 |  | 5899 | 0 | 0 | 4 | 1 | 19
2015-09-03 19:00 |  | 5900 | 0 | 0 | 4 | 1 | 20
2015-09-03 20:00 |  | 5901 | 0 | 0 | 4 | 1 | 21
2015-09-03 21:00 |  | 5902 | 0 | 0 | 4 | 1 | 22
2015-09-03 22:00 |  | 5903 | 0 | 0 | 4 | 1 | 23
2015-09-03 23:00 |  | 5904 | 0 | 0 | 4 | 1 | 24
2015-09-04 | Workday | 5905 | 0 | 0 | 5 | 1 | 1
2015-09-04 01:00 |  | 5906 | 0 | 0 | 5 | 1 | 2
2015-09-04 02:00 |  | 5907 | 0 | 0 | 5 | 1 | 3
2015-09-04 03:00 |  | 5908 | 0 | 0 | 5 | 1 | 4
2015-09-04 04:00 |  | 5909 | 0 | 0 | 5 | 1 | 5
2015-09-04 05:00 |  | 5910 | 0 | 0 | 5 | 1 | 6
2015-09-04 06:00 |  | 5911 | 0 | 0 | 5 | 1 | 7
2015-09-04 07:00 |  | 5912 | 0 | 0 | 5 | 1 | 8
2015-09-04 08:00 |  | 5913 | 0 | 0 | 5 | 1 | 9
2015-09-04 09:00 |  | 5914 | 0 | 0 | 5 | 1 | 10
2015-09-04 10:00 |  | 5915 | 0 | 0 | 5 | 1 | 11
2015-09-04 11:00 |  | 5916 | 0 | 0 | 5 | 1 | 12
2015-09-04 12:00 |  | 5917 | 0 | 0 | 5 | 1 | 13
2015-09-04 13:00 |  | 5918 | 0 | 0 | 5 | 1 | 14
2015-09-04 14:00 |  | 5919 | 0 | 0 | 5 | 1 | 15
2015-09-04 15:00 |  | 5920 | 0 | 0 | 5 | 1 | 16
2015-09-04 16:00 |  | 5921 | 0 | 0 | 5 | 1 | 17
2015-09-04 17:00 |  | 5922 | 0 | 0 | 5 | 1 | 18
2015-09-04 18:00 |  | 5923 | 0 | 0 | 5 | 1 | 19
2015-09-04 19:00 |  | 5924 | 0 | 0 | 5 | 1 | 20
2015-09-04 20:00 |  | 5925 | 0 | 0 | 5 | 1 | 21
2015-09-04 21:00 |  | 5926 | 0 | 0 | 5 | 1 | 22
2015-09-04 22:00 |  | 5927 | 0 | 0 | 5 | 1 | 23
2015-09-04 23:00 |  | 5928 | 0 | 0 | 5 | 1 | 24
2015-09-05 | Saturday | 5929 | 0 | 0 | 6 | 2 | 1
2015-09-05 01:00 |  | 5930 | 0 | 0 | 6 | 2 | 2
2015-09-05 02:00 |  | 5931 | 0 | 0 | 6 | 2 | 3
2015-09-05 03:00 |  | 5932 | 0 | 0 | 6 | 2 | 4
2015-09-05 04:00 |  | 5933 | 0 | 0 | 6 | 2 | 5
2015-09-05 05:00 |  | 5934 | 0 | 0 | 6 | 2 | 6
2015-09-05 06:00 |  | 5935 | 0 | 0 | 6 | 2 | 7
2015-09-05 07:00 |  | 5936 | 0 | 0 | 6 | 2 | 8
2015-09-05 08:00 |  | 5937 | 0 | 0 | 6 | 2 | 9
2015-09-05 09:00 |  | 5938 | 0 | 0 | 6 | 2 | 10
2015-09-05 10:00 |  | 5939 | 0 | 0 | 6 | 2 | 11
2015-09-05 11:00 |  | 5940 | 0 | 0 | 6 | 2 | 12
2015-09-05 12:00 |  | 5941 | 0 | 0 | 6 | 2 | 13
2015-09-05 13:00 |  | 5942 | 0 | 0 | 6 | 2 | 14
2015-09-05 14:00 |  | 5943 | 0 | 0 | 6 | 2 | 15
2015-09-05 15:00 |  | 5944 | 0 | 0 | 6 | 2 | 16
2015-09-05 16:00 |  | 5945 | 0 | 0 | 6 | 2 | 17
2015-09-05 17:00 |  | 5946 | 0 | 0 | 6 | 2 | 18
2015-09-05 18:00 |  | 5947 | 0 | 0 | 6 | 2 | 19
2015-09-05 19:00 |  | 5948 | 0 | 0 | 6 | 2 | 20
2015-09-05 20:00 |  | 5949 | 0 | 0 | 6 | 2 | 21
2015-09-05 21:00 |  | 5950 | 0 | 0 | 6 | 2 | 22
2015-09-05 22:00 |  | 5951 | 0 | 0 | 6 | 2 | 23
2015-09-05 23:00 |  | 5952 | 0 | 0 | 6 | 2 | 24
2015-09-06 | Holiday | 5953 | 0 | 0 | 7 | 3 | 1
2015-09-06 01:00 |  | 5954 | 0 | 0 | 7 | 3 | 2
2015-09-06 02:00 |  | 5955 | 0 | 0 | 7 | 3 | 3
2015-09-06 03:00 |  | 5956 | 0 | 0 | 7 | 3 | 4
2015-09-06 04:00 |  | 5957 | 0 | 0 | 7 | 3 | 5
2015-09-06 05:00 |  | 5958 | 0 | 0 | 7 | 3 | 6
2015-09-06 06:00 |  | 5959 | 0 | 0 | 7 | 3 | 7
2015-09-06 07:00 |  | 5960 | 0 | 0 | 7 | 3 | 8
2015-09-06 08:00 |  | 5961 | 0 | 0 | 7 | 3 | 9
2015-09-06 09:00 |  | 5962 | 0 | 0 | 7 | 3 | 10
2015-09-06 10:00 |  | 5963 | 0 | 0 | 7 | 3 | 11
2015-09-06 11:00 |  | 5964 | 0 | 0 | 7 | 3 | 12
2015-09-06 12:00 |  | 5965 | 0 | 0 | 7 | 3 | 13
2015-09-06 13:00 |  | 5966 | 0 | 0 | 7 | 3 | 14
2015-09-06 14:00 |  | 5967 | 0 | 0 | 7 | 3 | 15
2015-09-06 15:00 |  | 5968 | 0 | 0 | 7 | 3 | 16
2015-09-06 16:00 |  | 5969 | 0 | 0 | 7 | 3 | 17
2015-09-06 17:00 |  | 5970 | 0 | 0 | 7 | 3 | 18
2015-09-06 18:00 |  | 5971 | 0 | 0 | 7 | 3 | 19
2015-09-06 19:00 |  | 5972 | 0 | 0 | 7 | 3 | 20
2015-09-06 20:00 |  | 5973 | 0 | 0 | 7 | 3 | 21
2015-09-06 21:00 |  | 5974 | 0 | 0 | 7 | 3 | 22
2015-09-06 22:00 |  | 5975 | 0 | 0 | 7 | 3 | 23
2015-09-06 23:00 |  | 5976 | 0 | 0 | 7 | 3 | 24
2015-09-07 | Workday | 5977 | 0 | 0 | 1 | 1 | 1
2015-09-07 01:00 |  | 5978 | 0 | 0 | 1 | 1 | 2
2015-09-07 02:00 |  | 5979 | 0 | 0 | 1 | 1 | 3
2015-09-07 03:00 |  | 5980 | 0 | 0 | 1 | 1 | 4
2015-09-07 04:00 |  | 5981 | 0 | 0 | 1 | 1 | 5
2015-09-07 05:00 |  | 5982 | 0 | 0 | 1 | 1 | 6
2015-09-07 06:00 |  | 5983 | 0 | 0 | 1 | 1 | 7
2015-09-07 07:00 |  | 5984 | 0 | 0 | 1 | 1 | 8
2015-09-07 08:00 |  | 5985 | 0 | 0 | 1 | 1 | 9
2015-09-07 09:00 |  | 5986 | 0 | 0 | 1 | 1 | 10
2015-09-07 10:00 |  | 5987 | 0 | 0 | 1 | 1 | 11
2015-09-07 11:00 |  | 5988 | 0 | 0 | 1 | 1 | 12
2015-09-07 12:00 |  | 5989 | 0 | 0 | 1 | 1 | 13
2015-09-07 13:00 |  | 5990 | 0 | 0 | 1 | 1 | 14
2015-09-07 14:00 |  | 5991 | 0 | 0 | 1 | 1 | 15
2015-09-07 15:00 |  | 5992 | 0 | 0 | 1 | 1 | 16
2015-09-07 16:00 |  | 5993 | 0 | 0 | 1 | 1 | 17
2015-09-07 17:00 |  | 5994 | 0 | 0 | 1 | 1 | 18
2015-09-07 18:00 |  | 5995 | 0 | 0 | 1 | 1 | 19
2015-09-07 19:00 |  | 5996 | 0 | 0 | 1 | 1 | 20
2015-09-07 20:00 |  | 5997 | 0 | 0 | 1 | 1 | 21
2015-09-07 21:00 |  | 5998 | 0 | 0 | 1 | 1 | 22
2015-09-07 22:00 |  | 5999 | 0 | 0 | 1 | 1 | 23
2015-09-07 23:00 |  | 6000 | 0 | 0 | 1 | 1 | 24
2015-09-08 | Workday | 6001 | 0 | 0 | 2 | 1 | 1
2015-09-08 01:00 |  | 6002 | 0 | 0 | 2 | 1 | 2
2015-09-08 02:00 |  | 6003 | 0 | 0 | 2 | 1 | 3
2015-09-08 03:00 |  | 6004 | 0 | 0 | 2 | 1 | 4
2015-09-08 04:00 |  | 6005 | 0 | 0 | 2 | 1 | 5
2015-09-08 05:00 |  | 6006 | 0 | 0 | 2 | 1 | 6
2015-09-08 06:00 |  | 6007 | 0 | 0 | 2 | 1 | 7
2015-09-08 07:00 |  | 6008 | 0 | 0 | 2 | 1 | 8
2015-09-08 08:00 |  | 6009 | 0 | 0 | 2 | 1 | 9
2015-09-08 09:00 |  | 6010 | 0 | 0 | 2 | 1 | 10
2015-09-08 10:00 |  | 6011 | 0 | 0 | 2 | 1 | 11
2015-09-08 11:00 |  | 6012 | 0 | 0 | 2 | 1 | 12
2015-09-08 12:00 |  | 6013 | 0 | 0 | 2 | 1 | 13
2015-09-08 13:00 |  | 6014 | 0 | 0 | 2 | 1 | 14
2015-09-08 14:00 |  | 6015 | 0 | 0 | 2 | 1 | 15
2015-09-08 15:00 |  | 6016 | 0 | 0 | 2 | 1 | 16
2015-09-08 16:00 |  | 6017 | 0 | 0 | 2 | 1 | 17
2015-09-08 17:00 |  | 6018 | 0 | 0 | 2 | 1 | 18
2015-09-08 18:00 |  | 6019 | 0 | 0 | 2 | 1 | 19
2015-09-08 19:00 |  | 6020 | 0 | 0 | 2 | 1 | 20
2015-09-08 20:00 |  | 6021 | 0 | 0 | 2 | 1 | 21
2015-09-08 21:00 |  | 6022 | 0 | 0 | 2 | 1 | 22
2015-09-08 22:00 |  | 6023 | 0 | 0 | 2 | 1 | 23
2015-09-08 23:00 |  | 6024 | 0 | 0 | 2 | 1 | 24
2015-09-09 | Workday | 6025 | 0 | 0 | 3 | 1 | 1
2015-09-09 01:00 |  | 6026 | 0 | 0 | 3 | 1 | 2
2015-09-09 02:00 |  | 6027 | 0 | 0 | 3 | 1 | 3
2015-09-09 03:00 |  | 6028 | 0 | 0 | 3 | 1 | 4
2015-09-09 04:00 |  | 6029 | 0 | 0 | 3 | 1 | 5
2015-09-09 05:00 |  | 6030 | 0 | 0 | 3 | 1 | 6
2015-09-09 06:00 |  | 6031 | 0 | 0 | 3 | 1 | 7
2015-09-09 07:00 |  | 6032 | 0 | 0 | 3 | 1 | 8
2015-09-09 08:00 |  | 6033 | 0 | 0 | 3 | 1 | 9
2015-09-09 09:00 |  | 6034 | 0 | 0 | 3 | 1 | 10
2015-09-09 10:00 |  | 6035 | 0 | 0 | 3 | 1 | 11
2015-09-09 11:00 |  | 6036 | 0 | 0 | 3 | 1 | 12
2015-09-09 12:00 |  | 6037 | 0 | 0 | 3 | 1 | 13
2015-09-09 13:00 |  | 6038 | 0 | 0 | 3 | 1 | 14
2015-09-09 14:00 |  | 6039 | 0 | 0 | 3 | 1 | 15
2015-09-09 15:00 |  | 6040 | 0 | 0 | 3 | 1 | 16
2015-09-09 16:00 |  | 6041 | 0 | 0 | 3 | 1 | 17
2015-09-09 17:00 |  | 6042 | 0 | 0 | 3 | 1 | 18
2015-09-09 18:00 |  | 6043 | 0 | 0 | 3 | 1 | 19
2015-09-09 19:00 |  | 6044 | 0 | 0 | 3 | 1 | 20
2015-09-09 20:00 |  | 6045 | 0 | 0 | 3 | 1 | 21
2015-09-09 21:00 |  | 6046 | 0 | 0 | 3 | 1 | 22
2015-09-09 22:00 |  | 6047 | 0 | 0 | 3 | 1 | 23
2015-09-09 23:00 |  | 6048 | 0 | 0 | 3 | 1 | 24
2015-09-10 | Workday | 6049 | 0 | 0 | 4 | 1 | 1
2015-09-10 01:00 |  | 6050 | 0 | 0 | 4 | 1 | 2
2015-09-10 02:00 |  | 6051 | 0 | 0 | 4 | 1 | 3
2015-09-10 03:00 |  | 6052 | 0 | 0 | 4 | 1 | 4
2015-09-10 04:00 |  | 6053 | 0 | 0 | 4 | 1 | 5
2015-09-10 05:00 |  | 6054 | 0 | 0 | 4 | 1 | 6
2015-09-10 06:00 |  | 6055 | 0 | 0 | 4 | 1 | 7
2015-09-10 07:00 |  | 6056 | 0 | 0 | 4 | 1 | 8
2015-09-10 08:00 |  | 6057 | 0 | 0 | 4 | 1 | 9
2015-09-10 09:00 |  | 6058 | 0 | 0 | 4 | 1 | 10
2015-09-10 10:00 |  | 6059 | 0 | 0 | 4 | 1 | 11
2015-09-10 11:00 |  | 6060 | 0 | 0 | 4 | 1 | 12
2015-09-10 12:00 |  | 6061 | 0 | 0 | 4 | 1 | 13
2015-09-10 13:00 |  | 6062 | 0 | 0 | 4 | 1 | 14
2015-09-10 14:00 |  | 6063 | 0 | 0 | 4 | 1 | 15
2015-09-10 15:00 |  | 6064 | 0 | 0 | 4 | 1 | 16
2015-09-10 16:00 |  | 6065 | 0 | 0 | 4 | 1 | 17
2015-09-10 17:00 |  | 6066 | 0 | 0 | 4 | 1 | 18
2015-09-10 18:00 |  | 6067 | 0 | 0 | 4 | 1 | 19
2015-09-10 19:00 |  | 6068 | 0 | 0 | 4 | 1 | 20
2015-09-10 20:00 |  | 6069 | 0 | 0 | 4 | 1 | 21
2015-09-10 21:00 |  | 6070 | 0 | 0 | 4 | 1 | 22
2015-09-10 22:00 |  | 6071 | 0 | 0 | 4 | 1 | 23
2015-09-10 23:00 |  | 6072 | 0 | 0 | 4 | 1 | 24
2015-09-11 | Workday | 6073 | 0 | 0 | 5 | 1 | 1
2015-09-11 01:00 |  | 6074 | 0 | 0 | 5 | 1 | 2
2015-09-11 02:00 |  | 6075 | 0 | 0 | 5 | 1 | 3
2015-09-11 03:00 |  | 6076 | 0 | 0 | 5 | 1 | 4
2015-09-11 04:00 |  | 6077 | 0 | 0 | 5 | 1 | 5
2015-09-11 05:00 |  | 6078 | 0 | 0 | 5 | 1 | 6
2015-09-11 06:00 |  | 6079 | 0 | 0 | 5 | 1 | 7
2015-09-11 07:00 |  | 6080 | 0 | 0 | 5 | 1 | 8
2015-09-11 08:00 |  | 6081 | 0 | 0 | 5 | 1 | 9
2015-09-11 09:00 |  | 6082 | 0 | 0 | 5 | 1 | 10
2015-09-11 10:00 |  | 6083 | 0 | 0 | 5 | 1 | 11
2015-09-11 11:00 |  | 6084 | 0 | 0 | 5 | 1 | 12
2015-09-11 12:00 |  | 6085 | 0 | 0 | 5 | 1 | 13
2015-09-11 13:00 |  | 6086 | 0 | 0 | 5 | 1 | 14
2015-09-11 14:00 |  | 6087 | 0 | 0 | 5 | 1 | 15
2015-09-11 15:00 |  | 6088 | 0 | 0 | 5 | 1 | 16
2015-09-11 16:00 |  | 6089 | 0 | 0 | 5 | 1 | 17
2015-09-11 17:00 |  | 6090 | 0 | 0 | 5 | 1 | 18
2015-09-11 18:00 |  | 6091 | 0 | 0 | 5 | 1 | 19
2015-09-11 19:00 |  | 6092 | 0 | 0 | 5 | 1 | 20
2015-09-11 20:00 |  | 6093 | 0 | 0 | 5 | 1 | 21
2015-09-11 21:00 |  | 6094 | 0 | 0 | 5 | 1 | 22
2015-09-11 22:00 |  | 6095 | 0 | 0 | 5 | 1 | 23
2015-09-11 23:00 |  | 6096 | 0 | 0 | 5 | 1 | 24
2015-09-12 | Saturday | 6097 | 0 | 0 | 6 | 2 | 1
2015-09-12 01:00 |  | 6098 | 0 | 0 | 6 | 2 | 2
2015-09-12 02:00 |  | 6099 | 0 | 0 | 6 | 2 | 3
2015-09-12 03:00 |  | 6100 | 0 | 0 | 6 | 2 | 4
2015-09-12 04:00 |  | 6101 | 0 | 0 | 6 | 2 | 5
2015-09-12 05:00 |  | 6102 | 0 | 0 | 6 | 2 | 6
2015-09-12 06:00 |  | 6103 | 0 | 0 | 6 | 2 | 7
2015-09-12 07:00 |  | 6104 | 0 | 0 | 6 | 2 | 8
2015-09-12 08:00 |  | 6105 | 0 | 0 | 6 | 2 | 9
2015-09-12 09:00 |  | 6106 | 0 | 0 | 6 | 2 | 10
2015-09-12 10:00 |  | 6107 | 0 | 0 | 6 | 2 | 11
2015-09-12 11:00 |  | 6108 | 0 | 0 | 6 | 2 | 12
2015-09-12 12:00 |  | 6109 | 0 | 0 | 6 | 2 | 13
2015-09-12 13:00 |  | 6110 | 0 | 0 | 6 | 2 | 14
2015-09-12 14:00 |  | 6111 | 0 | 0 | 6 | 2 | 15
2015-09-12 15:00 |  | 6112 | 0 | 0 | 6 | 2 | 16
2015-09-12 16:00 |  | 6113 | 0 | 0 | 6 | 2 | 17
2015-09-12 17:00 |  | 6114 | 0 | 0 | 6 | 2 | 18
2015-09-12 18:00 |  | 6115 | 0 | 0 | 6 | 2 | 19
2015-09-12 19:00 |  | 6116 | 0 | 0 | 6 | 2 | 20
2015-09-12 20:00 |  | 6117 | 0 | 0 | 6 | 2 | 21
2015-09-12 21:00 |  | 6118 | 0 | 0 | 6 | 2 | 22
2015-09-12 22:00 |  | 6119 | 0 | 0 | 6 | 2 | 23
2015-09-12 23:00 |  | 6120 | 0 | 0 | 6 | 2 | 24
2015-09-13 | Holiday | 6121 | 0 | 0 | 7 | 3 | 1
2015-09-13 01:00 |  | 6122 | 0 | 0 | 7 | 3 | 2
2015-09-13 02:00 |  | 6123 | 0 | 0 | 7 | 3 | 3
2015-09-13 03:00 |  | 6124 | 0 | 0 | 7 | 3 | 4
2015-09-13 04:00 |  | 6125 | 0 | 0 | 7 | 3 | 5
2015-09-13 05:00 |  | 6126 | 0 | 0 | 7 | 3 | 6
2015-09-13 06:00 |  | 6127 | 0 | 0 | 7 | 3 | 7
2015-09-13 07:00 |  | 6128 | 0 | 0 | 7 | 3 | 8
2015-09-13 08:00 |  | 6129 | 0 | 0 | 7 | 3 | 9
2015-09-13 09:00 |  | 6130 | 0 | 0 | 7 | 3 | 10
2015-09-13 10:00 |  | 6131 | 0 | 0 | 7 | 3 | 11
2015-09-13 11:00 |  | 6132 | 0 | 0 | 7 | 3 | 12
2015-09-13 12:00 |  | 6133 | 0 | 0 | 7 | 3 | 13
2015-09-13 13:00 |  | 6134 | 0 | 0 | 7 | 3 | 14
2015-09-13 14:00 |  | 6135 | 0 | 0 | 7 | 3 | 15
2015-09-13 15:00 |  | 6136 | 0 | 0 | 7 | 3 | 16
2015-09-13 16:00 |  | 6137 | 0 | 0 | 7 | 3 | 17
2015-09-13 17:00 |  | 6138 | 0 | 0 | 7 | 3 | 18
2015-09-13 18:00 |  | 6139 | 0 | 0 | 7 | 3 | 19
2015-09-13 19:00 |  | 6140 | 0 | 0 | 7 | 3 | 20
2015-09-13 20:00 |  | 6141 | 0 | 0 | 7 | 3 | 21
2015-09-13 21:00 |  | 6142 | 0 | 0 | 7 | 3 | 22
2015-09-13 22:00 |  | 6143 | 0 | 0 | 7 | 3 | 23
2015-09-13 23:00 |  | 6144 | 0 | 0 | 7 | 3 | 24
2015-09-14 | Workday | 6145 | 0 | 0 | 1 | 1 | 1
2015-09-14 01:00 |  | 6146 | 0 | 0 | 1 | 1 | 2
2015-09-14 02:00 |  | 6147 | 0 | 0 | 1 | 1 | 3
2015-09-14 03:00 |  | 6148 | 0 | 0 | 1 | 1 | 4
2015-09-14 04:00 |  | 6149 | 0 | 0 | 1 | 1 | 5
2015-09-14 05:00 |  | 6150 | 0 | 0 | 1 | 1 | 6
2015-09-14 06:00 |  | 6151 | 0 | 0 | 1 | 1 | 7
2015-09-14 07:00 |  | 6152 | 0 | 0 | 1 | 1 | 8
2015-09-14 08:00 |  | 6153 | 0 | 0 | 1 | 1 | 9
2015-09-14 09:00 |  | 6154 | 0 | 0 | 1 | 1 | 10
2015-09-14 10:00 |  | 6155 | 0 | 0 | 1 | 1 | 11
2015-09-14 11:00 |  | 6156 | 0 | 0 | 1 | 1 | 12
2015-09-14 12:00 |  | 6157 | 0 | 0 | 1 | 1 | 13
2015-09-14 13:00 |  | 6158 | 0 | 0 | 1 | 1 | 14
2015-09-14 14:00 |  | 6159 | 0 | 0 | 1 | 1 | 15
2015-09-14 15:00 |  | 6160 | 0 | 0 | 1 | 1 | 16
2015-09-14 16:00 |  | 6161 | 0 | 0 | 1 | 1 | 17
2015-09-14 17:00 |  | 6162 | 0 | 0 | 1 | 1 | 18
2015-09-14 18:00 |  | 6163 | 0 | 0 | 1 | 1 | 19
2015-09-14 19:00 |  | 6164 | 0 | 0 | 1 | 1 | 20
2015-09-14 20:00 |  | 6165 | 0 | 0 | 1 | 1 | 21
2015-09-14 21:00 |  | 6166 | 0 | 0 | 1 | 1 | 22
2015-09-14 22:00 |  | 6167 | 0 | 0 | 1 | 1 | 23
2015-09-14 23:00 |  | 6168 | 0 | 0 | 1 | 1 | 24
2015-09-15 | Workday | 6169 | 0 | 0 | 2 | 1 | 1
2015-09-15 01:00 |  | 6170 | 0 | 0 | 2 | 1 | 2
2015-09-15 02:00 |  | 6171 | 0 | 0 | 2 | 1 | 3
2015-09-15 03:00 |  | 6172 | 0 | 0 | 2 | 1 | 4
2015-09-15 04:00 |  | 6173 | 0 | 0 | 2 | 1 | 5
2015-09-15 05:00 |  | 6174 | 0 | 0 | 2 | 1 | 6
2015-09-15 06:00 |  | 6175 | 0 | 0 | 2 | 1 | 7
2015-09-15 07:00 |  | 6176 | 0 | 0 | 2 | 1 | 8
2015-09-15 08:00 |  | 6177 | 0 | 0 | 2 | 1 | 9
2015-09-15 09:00 |  | 6178 | 0 | 0 | 2 | 1 | 10
2015-09-15 10:00 |  | 6179 | 0 | 0 | 2 | 1 | 11
2015-09-15 11:00 |  | 6180 | 0 | 0 | 2 | 1 | 12
2015-09-15 12:00 |  | 6181 | 0 | 0 | 2 | 1 | 13
2015-09-15 13:00 |  | 6182 | 0 | 0 | 2 | 1 | 14
2015-09-15 14:00 |  | 6183 | 0 | 0 | 2 | 1 | 15
2015-09-15 15:00 |  | 6184 | 0 | 0 | 2 | 1 | 16
2015-09-15 16:00 |  | 6185 | 0 | 0 | 2 | 1 | 17
2015-09-15 17:00 |  | 6186 | 0 | 0 | 2 | 1 | 18
2015-09-15 18:00 |  | 6187 | 0 | 0 | 2 | 1 | 19
2015-09-15 19:00 |  | 6188 | 0 | 0 | 2 | 1 | 20
2015-09-15 20:00 |  | 6189 | 0 | 0 | 2 | 1 | 21
2015-09-15 21:00 |  | 6190 | 0 | 0 | 2 | 1 | 22
2015-09-15 22:00 |  | 6191 | 0 | 0 | 2 | 1 | 23
2015-09-15 23:00 |  | 6192 | 0 | 0 | 2 | 1 | 24
2015-09-16 | Workday | 6193 | 0 | 0 | 3 | 1 | 1
2015-09-16 01:00 |  | 6194 | 0 | 0 | 3 | 1 | 2
2015-09-16 02:00 |  | 6195 | 0 | 0 | 3 | 1 | 3
2015-09-16 03:00 |  | 6196 | 0 | 0 | 3 | 1 | 4
2015-09-16 04:00 |  | 6197 | 0 | 0 | 3 | 1 | 5
2015-09-16 05:00 |  | 6198 | 0 | 0 | 3 | 1 | 6
2015-09-16 06:00 |  | 6199 | 0 | 0 | 3 | 1 | 7
2015-09-16 07:00 |  | 6200 | 0 | 0 | 3 | 1 | 8
2015-09-16 08:00 |  | 6201 | 0 | 0 | 3 | 1 | 9
2015-09-16 09:00 |  | 6202 | 0 | 0 | 3 | 1 | 10
2015-09-16 10:00 |  | 6203 | 0 | 0 | 3 | 1 | 11
2015-09-16 11:00 |  | 6204 | 0 | 0 | 3 | 1 | 12
2015-09-16 12:00 |  | 6205 | 0 | 0 | 3 | 1 | 13
2015-09-16 13:00 |  | 6206 | 0 | 0 | 3 | 1 | 14
2015-09-16 14:00 |  | 6207 | 0 | 0 | 3 | 1 | 15
2015-09-16 15:00 |  | 6208 | 0 | 0 | 3 | 1 | 16
2015-09-16 16:00 |  | 6209 | 0 | 0 | 3 | 1 | 17
2015-09-16 17:00 |  | 6210 | 0 | 0 | 3 | 1 | 18
2015-09-16 18:00 |  | 6211 | 0 | 0 | 3 | 1 | 19
2015-09-16 19:00 |  | 6212 | 0 | 0 | 3 | 1 | 20
2015-09-16 20:00 |  | 6213 | 0 | 0 | 3 | 1 | 21
2015-09-16 21:00 |  | 6214 | 0 | 0 | 3 | 1 | 22
2015-09-16 22:00 |  | 6215 | 0 | 0 | 3 | 1 | 23
2015-09-16 23:00 |  | 6216 | 0 | 0 | 3 | 1 | 24
2015-09-17 | Workday | 6217 | 0 | 0 | 4 | 1 | 1
2015-09-17 01:00 |  | 6218 | 0 | 0 | 4 | 1 | 2
2015-09-17 02:00 |  | 6219 | 0 | 0 | 4 | 1 | 3
2015-09-17 03:00 |  | 6220 | 0 | 0 | 4 | 1 | 4
2015-09-17 04:00 |  | 6221 | 0 | 0 | 4 | 1 | 5
2015-09-17 05:00 |  | 6222 | 0 | 0 | 4 | 1 | 6
2015-09-17 06:00 |  | 6223 | 0 | 0 | 4 | 1 | 7
2015-09-17 07:00 |  | 6224 | 0 | 0 | 4 | 1 | 8
2015-09-17 08:00 |  | 6225 | 0 | 0 | 4 | 1 | 9
2015-09-17 09:00 |  | 6226 | 0 | 0 | 4 | 1 | 10
2015-09-17 10:00 |  | 6227 | 0 | 0 | 4 | 1 | 11
2015-09-17 11:00 |  | 6228 | 0 | 0 | 4 | 1 | 12
2015-09-17 12:00 |  | 6229 | 0 | 0 | 4 | 1 | 13
2015-09-17 13:00 |  | 6230 | 0 | 0 | 4 | 1 | 14
2015-09-17 14:00 |  | 6231 | 0 | 0 | 4 | 1 | 15
2015-09-17 15:00 |  | 6232 | 0 | 0 | 4 | 1 | 16
2015-09-17 16:00 |  | 6233 | 0 | 0 | 4 | 1 | 17
2015-09-17 17:00 |  | 6234 | 0 | 0 | 4 | 1 | 18
2015-09-17 18:00 |  | 6235 | 0 | 0 | 4 | 1 | 19
2015-09-17 19:00 |  | 6236 | 0 | 0 | 4 | 1 | 20
2015-09-17 20:00 |  | 6237 | 0 | 0 | 4 | 1 | 21
2015-09-17 21:00 |  | 6238 | 0 | 0 | 4 | 1 | 22
2015-09-17 22:00 |  | 6239 | 0 | 0 | 4 | 1 | 23
2015-09-17 23:00 |  | 6240 | 0 | 0 | 4 | 1 | 24
2015-09-18 | Workday | 6241 | 0 | 0 | 5 | 1 | 1
2015-09-18 01:00 |  | 6242 | 0 | 0 | 5 | 1 | 2
2015-09-18 02:00 |  | 6243 | 0 | 0 | 5 | 1 | 3
2015-09-18 03:00 |  | 6244 | 0 | 0 | 5 | 1 | 4
2015-09-18 04:00 |  | 6245 | 0 | 0 | 5 | 1 | 5
2015-09-18 05:00 |  | 6246 | 0 | 0 | 5 | 1 | 6
2015-09-18 06:00 |  | 6247 | 0 | 0 | 5 | 1 | 7
2015-09-18 07:00 |  | 6248 | 0 | 0 | 5 | 1 | 8
2015-09-18 08:00 |  | 6249 | 0 | 0 | 5 | 1 | 9
2015-09-18 09:00 |  | 6250 | 0 | 0 | 5 | 1 | 10
2015-09-18 10:00 |  | 6251 | 0 | 0 | 5 | 1 | 11
2015-09-18 11:00 |  | 6252 | 0 | 0 | 5 | 1 | 12
2015-09-18 12:00 |  | 6253 | 0 | 0 | 5 | 1 | 13
2015-09-18 13:00 |  | 6254 | 0 | 0 | 5 | 1 | 14
2015-09-18 14:00 |  | 6255 | 0 | 0 | 5 | 1 | 15
2015-09-18 15:00 |  | 6256 | 0 | 0 | 5 | 1 | 16
2015-09-18 16:00 |  | 6257 | 0 | 0 | 5 | 1 | 17
2015-09-18 17:00 |  | 6258 | 0 | 0 | 5 | 1 | 18
2015-09-18 18:00 |  | 6259 | 0 | 0 | 5 | 1 | 19
2015-09-18 19:00 |  | 6260 | 0 | 0 | 5 | 1 | 20
2015-09-18 20:00 |  | 6261 | 0 | 0 | 5 | 1 | 21
2015-09-18 21:00 |  | 6262 | 0 | 0 | 5 | 1 | 22
2015-09-18 22:00 |  | 6263 | 0 | 0 | 5 | 1 | 23
2015-09-18 23:00 |  | 6264 | 0 | 0 | 5 | 1 | 24
2015-09-19 | Saturday | 6265 | 0 | 0 | 6 | 2 | 1
2015-09-19 01:00 |  | 6266 | 0 | 0 | 6 | 2 | 2
2015-09-19 02:00 |  | 6267 | 0 | 0 | 6 | 2 | 3
2015-09-19 03:00 |  | 6268 | 0 | 0 | 6 | 2 | 4
2015-09-19 04:00 |  | 6269 | 0 | 0 | 6 | 2 | 5
2015-09-19 05:00 |  | 6270 | 0 | 0 | 6 | 2 | 6
2015-09-19 06:00 |  | 6271 | 0 | 0 | 6 | 2 | 7
2015-09-19 07:00 |  | 6272 | 0 | 0 | 6 | 2 | 8
2015-09-19 08:00 |  | 6273 | 0 | 0 | 6 | 2 | 9
2015-09-19 09:00 |  | 6274 | 0 | 0 | 6 | 2 | 10
2015-09-19 10:00 |  | 6275 | 0 | 0 | 6 | 2 | 11
2015-09-19 11:00 |  | 6276 | 0 | 0 | 6 | 2 | 12
2015-09-19 12:00 |  | 6277 | 0 | 0 | 6 | 2 | 13
2015-09-19 13:00 |  | 6278 | 0 | 0 | 6 | 2 | 14
2015-09-19 14:00 |  | 6279 | 0 | 0 | 6 | 2 | 15
2015-09-19 15:00 |  | 6280 | 0 | 0 | 6 | 2 | 16
2015-09-19 16:00 |  | 6281 | 0 | 0 | 6 | 2 | 17
2015-09-19 17:00 |  | 6282 | 0 | 0 | 6 | 2 | 18
2015-09-19 18:00 |  | 6283 | 0 | 0 | 6 | 2 | 19
2015-09-19 19:00 |  | 6284 | 0 | 0 | 6 | 2 | 20
2015-09-19 20:00 |  | 6285 | 0 | 0 | 6 | 2 | 21
2015-09-19 21:00 |  | 6286 | 0 | 0 | 6 | 2 | 22
2015-09-19 22:00 |  | 6287 | 0 | 0 | 6 | 2 | 23
2015-09-19 23:00 |  | 6288 | 0 | 0 | 6 | 2 | 24
2015-09-20 | Holiday | 6289 | 0 | 0 | 7 | 3 | 1
2015-09-20 01:00 |  | 6290 | 0 | 0 | 7 | 3 | 2
2015-09-20 02:00 |  | 6291 | 0 | 0 | 7 | 3 | 3
2015-09-20 03:00 |  | 6292 | 0 | 0 | 7 | 3 | 4
2015-09-20 04:00 |  | 6293 | 0 | 0 | 7 | 3 | 5
2015-09-20 05:00 |  | 6294 | 0 | 0 | 7 | 3 | 6
2015-09-20 06:00 |  | 6295 | 0 | 0 | 7 | 3 | 7
2015-09-20 07:00 |  | 6296 | 0 | 0 | 7 | 3 | 8
2015-09-20 08:00 |  | 6297 | 0 | 0 | 7 | 3 | 9
2015-09-20 09:00 |  | 6298 | 0 | 0 | 7 | 3 | 10
2015-09-20 10:00 |  | 6299 | 0 | 0 | 7 | 3 | 11
2015-09-20 11:00 |  | 6300 | 0 | 0 | 7 | 3 | 12
2015-09-20 12:00 |  | 6301 | 0 | 0 | 7 | 3 | 13
2015-09-20 13:00 |  | 6302 | 0 | 0 | 7 | 3 | 14
2015-09-20 14:00 |  | 6303 | 0 | 0 | 7 | 3 | 15
2015-09-20 15:00 |  | 6304 | 0 | 0 | 7 | 3 | 16
2015-09-20 16:00 |  | 6305 | 0 | 0 | 7 | 3 | 17
2015-09-20 17:00 |  | 6306 | 0 | 0 | 7 | 3 | 18
2015-09-20 18:00 |  | 6307 | 0 | 0 | 7 | 3 | 19
2015-09-20 19:00 |  | 6308 | 0 | 0 | 7 | 3 | 20
2015-09-20 20:00 |  | 6309 | 0 | 0 | 7 | 3 | 21
2015-09-20 21:00 |  | 6310 | 0 | 0 | 7 | 3 | 22
2015-09-20 22:00 |  | 6311 | 0 | 0 | 7 | 3 | 23
2015-09-20 23:00 |  | 6312 | 0 | 0 | 7 | 3 | 24
2015-09-21 | Workday | 6313 | 0 | 0 | 1 | 1 | 1
2015-09-21 01:00 |  | 6314 | 0 | 0 | 1 | 1 | 2
2015-09-21 02:00 |  | 6315 | 0 | 0 | 1 | 1 | 3
2015-09-21 03:00 |  | 6316 | 0 | 0 | 1 | 1 | 4
2015-09-21 04:00 |  | 6317 | 0 | 0 | 1 | 1 | 5
2015-09-21 05:00 |  | 6318 | 0 | 0 | 1 | 1 | 6
2015-09-21 06:00 |  | 6319 | 0 | 0 | 1 | 1 | 7
2015-09-21 07:00 |  | 6320 | 0 | 0 | 1 | 1 | 8
2015-09-21 08:00 |  | 6321 | 0 | 0 | 1 | 1 | 9
2015-09-21 09:00 |  | 6322 | 0 | 0 | 1 | 1 | 10
2015-09-21 10:00 |  | 6323 | 0 | 0 | 1 | 1 | 11
2015-09-21 11:00 |  | 6324 | 0 | 0 | 1 | 1 | 12
2015-09-21 12:00 |  | 6325 | 0 | 0 | 1 | 1 | 13
2015-09-21 13:00 |  | 6326 | 0 | 0 | 1 | 1 | 14
2015-09-21 14:00 |  | 6327 | 0 | 0 | 1 | 1 | 15
2015-09-21 15:00 |  | 6328 | 0 | 0 | 1 | 1 | 16
2015-09-21 16:00 |  | 6329 | 0 | 0 | 1 | 1 | 17
2015-09-21 17:00 |  | 6330 | 0 | 0 | 1 | 1 | 18
2015-09-21 18:00 |  | 6331 | 0 | 0 | 1 | 1 | 19
2015-09-21 19:00 |  | 6332 | 0 | 0 | 1 | 1 | 20
2015-09-21 20:00 |  | 6333 | 0 | 0 | 1 | 1 | 21
2015-09-21 21:00 |  | 6334 | 0 | 0 | 1 | 1 | 22
2015-09-21 22:00 |  | 6335 | 0 | 0 | 1 | 1 | 23
2015-09-21 23:00 |  | 6336 | 0 | 0 | 1 | 1 | 24
2015-09-22 | Workday | 6337 | 0 | 0 | 2 | 1 | 1
2015-09-22 01:00 |  | 6338 | 0 | 0 | 2 | 1 | 2
2015-09-22 02:00 |  | 6339 | 0 | 0 | 2 | 1 | 3
2015-09-22 03:00 |  | 6340 | 0 | 0 | 2 | 1 | 4
2015-09-22 04:00 |  | 6341 | 0 | 0 | 2 | 1 | 5
2015-09-22 05:00 |  | 6342 | 0 | 0 | 2 | 1 | 6
2015-09-22 06:00 |  | 6343 | 0 | 0 | 2 | 1 | 7
2015-09-22 07:00 |  | 6344 | 0 | 0 | 2 | 1 | 8
2015-09-22 08:00 |  | 6345 | 0 | 0 | 2 | 1 | 9
2015-09-22 09:00 |  | 6346 | 0 | 0 | 2 | 1 | 10
2015-09-22 10:00 |  | 6347 | 0 | 0 | 2 | 1 | 11
2015-09-22 11:00 |  | 6348 | 0 | 0 | 2 | 1 | 12
2015-09-22 12:00 |  | 6349 | 0 | 0 | 2 | 1 | 13
2015-09-22 13:00 |  | 6350 | 0 | 0 | 2 | 1 | 14
2015-09-22 14:00 |  | 6351 | 0 | 0 | 2 | 1 | 15
2015-09-22 15:00 |  | 6352 | 0 | 0 | 2 | 1 | 16
2015-09-22 16:00 |  | 6353 | 0 | 0 | 2 | 1 | 17
2015-09-22 17:00 |  | 6354 | 0 | 0 | 2 | 1 | 18
2015-09-22 18:00 |  | 6355 | 0 | 0 | 2 | 1 | 19
2015-09-22 19:00 |  | 6356 | 0 | 0 | 2 | 1 | 20
2015-09-22 20:00 |  | 6357 | 0 | 0 | 2 | 1 | 21
2015-09-22 21:00 |  | 6358 | 0 | 0 | 2 | 1 | 22
2015-09-22 22:00 |  | 6359 | 0 | 0 | 2 | 1 | 23
2015-09-22 23:00 |  | 6360 | 0 | 0 | 2 | 1 | 24
2015-09-23 | Workday | 6361 | 0 | 0 | 3 | 1 | 1
2015-09-23 01:00 |  | 6362 | 0 | 0 | 3 | 1 | 2
2015-09-23 02:00 |  | 6363 | 0 | 0 | 3 | 1 | 3
2015-09-23 03:00 |  | 6364 | 0 | 0 | 3 | 1 | 4
2015-09-23 04:00 |  | 6365 | 0 | 0 | 3 | 1 | 5
2015-09-23 05:00 |  | 6366 | 0 | 0 | 3 | 1 | 6
2015-09-23 06:00 |  | 6367 | 0 | 0 | 3 | 1 | 7
2015-09-23 07:00 |  | 6368 | 0 | 0 | 3 | 1 | 8
2015-09-23 08:00 |  | 6369 | 0 | 0 | 3 | 1 | 9
2015-09-23 09:00 |  | 6370 | 0 | 0 | 3 | 1 | 10
2015-09-23 10:00 |  | 6371 | 0 | 0 | 3 | 1 | 11
2015-09-23 11:00 |  | 6372 | 0 | 0 | 3 | 1 | 12
2015-09-23 12:00 |  | 6373 | 0 | 0 | 3 | 1 | 13
2015-09-23 13:00 |  | 6374 | 0 | 0 | 3 | 1 | 14
2015-09-23 14:00 |  | 6375 | 0 | 0 | 3 | 1 | 15
2015-09-23 15:00 |  | 6376 | 0 | 0 | 3 | 1 | 16
2015-09-23 16:00 |  | 6377 | 0 | 0 | 3 | 1 | 17
2015-09-23 17:00 |  | 6378 | 0 | 0 | 3 | 1 | 18
2015-09-23 18:00 |  | 6379 | 0 | 0 | 3 | 1 | 19
2015-09-23 19:00 |  | 6380 | 0 | 0 | 3 | 1 | 20
2015-09-23 20:00 |  | 6381 | 0 | 0 | 3 | 1 | 21
2015-09-23 21:00 |  | 6382 | 0 | 0 | 3 | 1 | 22
2015-09-23 22:00 |  | 6383 | 0 | 0 | 3 | 1 | 23
2015-09-23 23:00 |  | 6384 | 0 | 0 | 3 | 1 | 24
2015-09-24 | Workday | 6385 | 0 | 0 | 4 | 1 | 1
2015-09-24 01:00 |  | 6386 | 0 | 0 | 4 | 1 | 2
2015-09-24 02:00 |  | 6387 | 0 | 0 | 4 | 1 | 3
2015-09-24 03:00 |  | 6388 | 0 | 0 | 4 | 1 | 4
2015-09-24 04:00 |  | 6389 | 0 | 0 | 4 | 1 | 5
2015-09-24 05:00 |  | 6390 | 0 | 0 | 4 | 1 | 6
2015-09-24 06:00 |  | 6391 | 0 | 0 | 4 | 1 | 7
2015-09-24 07:00 |  | 6392 | 0 | 0 | 4 | 1 | 8
2015-09-24 08:00 |  | 6393 | 0 | 0 | 4 | 1 | 9
2015-09-24 09:00 |  | 6394 | 0 | 0 | 4 | 1 | 10
2015-09-24 10:00 |  | 6395 | 0 | 0 | 4 | 1 | 11
2015-09-24 11:00 |  | 6396 | 0 | 0 | 4 | 1 | 12
2015-09-24 12:00 |  | 6397 | 0 | 0 | 4 | 1 | 13
2015-09-24 13:00 |  | 6398 | 0 | 0 | 4 | 1 | 14
2015-09-24 14:00 |  | 6399 | 0 | 0 | 4 | 1 | 15
2015-09-24 15:00 |  | 6400 | 0 | 0 | 4 | 1 | 16
2015-09-24 16:00 |  | 6401 | 0 | 0 | 4 | 1 | 17
2015-09-24 17:00 |  | 6402 | 0 | 0 | 4 | 1 | 18
2015-09-24 18:00 |  | 6403 | 0 | 0 | 4 | 1 | 19
2015-09-24 19:00 |  | 6404 | 0 | 0 | 4 | 1 | 20
2015-09-24 20:00 |  | 6405 | 0 | 0 | 4 | 1 | 21
2015-09-24 21:00 |  | 6406 | 0 | 0 | 4 | 1 | 22
2015-09-24 22:00 |  | 6407 | 0 | 0 | 4 | 1 | 23
2015-09-24 23:00 |  | 6408 | 0 | 0 | 4 | 1 | 24
2015-09-25 | Workday | 6409 | 0 | 0 | 5 | 1 | 1
2015-09-25 01:00 |  | 6410 | 0 | 0 | 5 | 1 | 2
2015-09-25 02:00 |  | 6411 | 0 | 0 | 5 | 1 | 3
2015-09-25 03:00 |  | 6412 | 0 | 0 | 5 | 1 | 4
2015-09-25 04:00 |  | 6413 | 0 | 0 | 5 | 1 | 5
2015-09-25 05:00 |  | 6414 | 0 | 0 | 5 | 1 | 6
2015-09-25 06:00 |  | 6415 | 0 | 0 | 5 | 1 | 7
2015-09-25 07:00 |  | 6416 | 0 | 0 | 5 | 1 | 8
2015-09-25 08:00 |  | 6417 | 0 | 0 | 5 | 1 | 9
2015-09-25 09:00 |  | 6418 | 0 | 0 | 5 | 1 | 10
2015-09-25 10:00 |  | 6419 | 0 | 0 | 5 | 1 | 11
2015-09-25 11:00 |  | 6420 | 0 | 0 | 5 | 1 | 12
2015-09-25 12:00 |  | 6421 | 0 | 0 | 5 | 1 | 13
2015-09-25 13:00 |  | 6422 | 0 | 0 | 5 | 1 | 14
2015-09-25 14:00 |  | 6423 | 0 | 0 | 5 | 1 | 15
2015-09-25 15:00 |  | 6424 | 0 | 0 | 5 | 1 | 16
2015-09-25 16:00 |  | 6425 | 0 | 0 | 5 | 1 | 17
2015-09-25 17:00 |  | 6426 | 0 | 0 | 5 | 1 | 18
2015-09-25 18:00 |  | 6427 | 0 | 0 | 5 | 1 | 19
2015-09-25 19:00 |  | 6428 | 0 | 0 | 5 | 1 | 20
2015-09-25 20:00 |  | 6429 | 0 | 0 | 5 | 1 | 21
2015-09-25 21:00 |  | 6430 | 0 | 0 | 5 | 1 | 22
2015-09-25 22:00 |  | 6431 | 0 | 0 | 5 | 1 | 23
2015-09-25 23:00 |  | 6432 | 0 | 0 | 5 | 1 | 24
2015-09-26 | Saturday | 6433 | 0 | 0 | 6 | 2 | 1
2015-09-26 01:00 |  | 6434 | 0 | 0 | 6 | 2 | 2
2015-09-26 02:00 |  | 6435 | 0 | 0 | 6 | 2 | 3
2015-09-26 03:00 |  | 6436 | 0 | 0 | 6 | 2 | 4
2015-09-26 04:00 |  | 6437 | 0 | 0 | 6 | 2 | 5
2015-09-26 05:00 |  | 6438 | 0 | 0 | 6 | 2 | 6
2015-09-26 06:00 |  | 6439 | 0 | 0 | 6 | 2 | 7
2015-09-26 07:00 |  | 6440 | 0 | 0 | 6 | 2 | 8
2015-09-26 08:00 |  | 6441 | 0 | 0 | 6 | 2 | 9
2015-09-26 09:00 |  | 6442 | 0 | 0 | 6 | 2 | 10
2015-09-26 10:00 |  | 6443 | 0 | 0 | 6 | 2 | 11
2015-09-26 11:00 |  | 6444 | 0 | 0 | 6 | 2 | 12
2015-09-26 12:00 |  | 6445 | 0 | 0 | 6 | 2 | 13
2015-09-26 13:00 |  | 6446 | 0 | 0 | 6 | 2 | 14
2015-09-26 14:00 |  | 6447 | 0 | 0 | 6 | 2 | 15
2015-09-26 15:00 |  | 6448 | 0 | 0 | 6 | 2 | 16
2015-09-26 16:00 |  | 6449 | 0 | 0 | 6 | 2 | 17
2015-09-26 17:00 |  | 6450 | 0 | 0 | 6 | 2 | 18
2015-09-26 18:00 |  | 6451 | 0 | 0 | 6 | 2 | 19
2015-09-26 19:00 |  | 6452 | 0 | 0 | 6 | 2 | 20
2015-09-26 20:00 |  | 6453 | 0 | 0 | 6 | 2 | 21
2015-09-26 21:00 |  | 6454 | 0 | 0 | 6 | 2 | 22
2015-09-26 22:00 |  | 6455 | 0 | 0 | 6 | 2 | 23
2015-09-26 23:00 |  | 6456 | 0 | 0 | 6 | 2 | 24
2015-09-27 | Holiday | 6457 | 0 | 0 | 7 | 3 | 1
2015-09-27 01:00 |  | 6458 | 0 | 0 | 7 | 3 | 2
2015-09-27 02:00 |  | 6459 | 0 | 0 | 7 | 3 | 3
2015-09-27 03:00 |  | 6460 | 0 | 0 | 7 | 3 | 4
2015-09-27 04:00 |  | 6461 | 0 | 0 | 7 | 3 | 5
2015-09-27 05:00 |  | 6462 | 0 | 0 | 7 | 3 | 6
2015-09-27 06:00 |  | 6463 | 0 | 0 | 7 | 3 | 7
2015-09-27 07:00 |  | 6464 | 0 | 0 | 7 | 3 | 8
2015-09-27 08:00 |  | 6465 | 0 | 0 | 7 | 3 | 9
2015-09-27 09:00 |  | 6466 | 0 | 0 | 7 | 3 | 10
2015-09-27 10:00 |  | 6467 | 0 | 0 | 7 | 3 | 11
2015-09-27 11:00 |  | 6468 | 0 | 0 | 7 | 3 | 12
2015-09-27 12:00 |  | 6469 | 0 | 0 | 7 | 3 | 13
2015-09-27 13:00 |  | 6470 | 0 | 0 | 7 | 3 | 14
2015-09-27 14:00 |  | 6471 | 0 | 0 | 7 | 3 | 15
2015-09-27 15:00 |  | 6472 | 0 | 0 | 7 | 3 | 16
2015-09-27 16:00 |  | 6473 | 0 | 0 | 7 | 3 | 17
2015-09-27 17:00 |  | 6474 | 0 | 0 | 7 | 3 | 18
2015-09-27 18:00 |  | 6475 | 0 | 0 | 7 | 3 | 19
2015-09-27 19:00 |  | 6476 | 0 | 0 | 7 | 3 | 20
2015-09-27 20:00 |  | 6477 | 0 | 0 | 7 | 3 | 21
2015-09-27 21:00 |  | 6478 | 0 | 0 | 7 | 3 | 22
2015-09-27 22:00 |  | 6479 | 0 | 0 | 7 | 3 | 23
2015-09-27 23:00 |  | 6480 | 0 | 0 | 7 | 3 | 24
2015-09-28 | Workday | 6481 | 0 | 0 | 1 | 1 | 1
2015-09-28 01:00 |  | 6482 | 0 | 0 | 1 | 1 | 2
2015-09-28 02:00 |  | 6483 | 0 | 0 | 1 | 1 | 3
2015-09-28 03:00 |  | 6484 | 0 | 0 | 1 | 1 | 4
2015-09-28 04:00 |  | 6485 | 0 | 0 | 1 | 1 | 5
2015-09-28 05:00 |  | 6486 | 0 | 0 | 1 | 1 | 6
2015-09-28 06:00 |  | 6487 | 0 | 0 | 1 | 1 | 7
2015-09-28 07:00 |  | 6488 | 0 | 0 | 1 | 1 | 8
2015-09-28 08:00 |  | 6489 | 0 | 0 | 1 | 1 | 9
2015-09-28 09:00 |  | 6490 | 0 | 0 | 1 | 1 | 10
2015-09-28 10:00 |  | 6491 | 0 | 0 | 1 | 1 | 11
2015-09-28 11:00 |  | 6492 | 0 | 0 | 1 | 1 | 12
2015-09-28 12:00 |  | 6493 | 0 | 0 | 1 | 1 | 13
2015-09-28 13:00 |  | 6494 | 0 | 0 | 1 | 1 | 14
2015-09-28 14:00 |  | 6495 | 0 | 0 | 1 | 1 | 15
2015-09-28 15:00 |  | 6496 | 0 | 0 | 1 | 1 | 16
2015-09-28 16:00 |  | 6497 | 0 | 0 | 1 | 1 | 17
2015-09-28 17:00 |  | 6498 | 0 | 0 | 1 | 1 | 18
2015-09-28 18:00 |  | 6499 | 0 | 0 | 1 | 1 | 19
2015-09-28 19:00 |  | 6500 | 0 | 0 | 1 | 1 | 20
2015-09-28 20:00 |  | 6501 | 0 | 0 | 1 | 1 | 21
2015-09-28 21:00 |  | 6502 | 0 | 0 | 1 | 1 | 22
2015-09-28 22:00 |  | 6503 | 0 | 0 | 1 | 1 | 23
2015-09-28 23:00 |  | 6504 | 0 | 0 | 1 | 1 | 24
2015-09-29 | Workday | 6505 | 0 | 0 | 2 | 1 | 1
2015-09-29 01:00 |  | 6506 | 0 | 0 | 2 | 1 | 2
2015-09-29 02:00 |  | 6507 | 0 | 0 | 2 | 1 | 3
2015-09-29 03:00 |  | 6508 | 0 | 0 | 2 | 1 | 4
2015-09-29 04:00 |  | 6509 | 0 | 0 | 2 | 1 | 5
2015-09-29 05:00 |  | 6510 | 0 | 0 | 2 | 1 | 6
2015-09-29 06:00 |  | 6511 | 0 | 0 | 2 | 1 | 7
2015-09-29 07:00 |  | 6512 | 0 | 0 | 2 | 1 | 8
2015-09-29 08:00 |  | 6513 | 0 | 0 | 2 | 1 | 9
2015-09-29 09:00 |  | 6514 | 0 | 0 | 2 | 1 | 10
2015-09-29 10:00 |  | 6515 | 0 | 0 | 2 | 1 | 11
2015-09-29 11:00 |  | 6516 | 0 | 0 | 2 | 1 | 12
2015-09-29 12:00 |  | 6517 | 0 | 0 | 2 | 1 | 13
2015-09-29 13:00 |  | 6518 | 0 | 0 | 2 | 1 | 14
2015-09-29 14:00 |  | 6519 | 0 | 0 | 2 | 1 | 15
2015-09-29 15:00 |  | 6520 | 0 | 0 | 2 | 1 | 16
2015-09-29 16:00 |  | 6521 | 0 | 0 | 2 | 1 | 17
2015-09-29 17:00 |  | 6522 | 0 | 0 | 2 | 1 | 18
2015-09-29 18:00 |  | 6523 | 0 | 0 | 2 | 1 | 19
2015-09-29 19:00 |  | 6524 | 0 | 0 | 2 | 1 | 20
2015-09-29 20:00 |  | 6525 | 0 | 0 | 2 | 1 | 21
2015-09-29 21:00 |  | 6526 | 0 | 0 | 2 | 1 | 22
2015-09-29 22:00 |  | 6527 | 0 | 0 | 2 | 1 | 23
2015-09-29 23:00 |  | 6528 | 0 | 0 | 2 | 1 | 24
2015-09-30 | Workday | 6529 | 0 | 0 | 3 | 1 | 1
2015-09-30 01:00 |  | 6530 | 0 | 0 | 3 | 1 | 2
2015-09-30 02:00 |  | 6531 | 0 | 0 | 3 | 1 | 3
2015-09-30 03:00 |  | 6532 | 0 | 0 | 3 | 1 | 4
2015-09-30 04:00 |  | 6533 | 0 | 0 | 3 | 1 | 5
2015-09-30 05:00 |  | 6534 | 0 | 0 | 3 | 1 | 6
2015-09-30 06:00 |  | 6535 | 0 | 0 | 3 | 1 | 7
2015-09-30 07:00 |  | 6536 | 0 | 0 | 3 | 1 | 8
2015-09-30 08:00 |  | 6537 | 0 | 0 | 3 | 1 | 9
2015-09-30 09:00 |  | 6538 | 0 | 0 | 3 | 1 | 10
2015-09-30 10:00 |  | 6539 | 0 | 0 | 3 | 1 | 11
2015-09-30 11:00 |  | 6540 | 0 | 0 | 3 | 1 | 12
2015-09-30 12:00 |  | 6541 | 0 | 0 | 3 | 1 | 13
2015-09-30 13:00 |  | 6542 | 0 | 0 | 3 | 1 | 14
2015-09-30 14:00 |  | 6543 | 0 | 0 | 3 | 1 | 15
2015-09-30 15:00 |  | 6544 | 0 | 0 | 3 | 1 | 16
2015-09-30 16:00 |  | 6545 | 0 | 0 | 3 | 1 | 17
2015-09-30 17:00 |  | 6546 | 0 | 0 | 3 | 1 | 18
2015-09-30 18:00 |  | 6547 | 0 | 0 | 3 | 1 | 19
2015-09-30 19:00 |  | 6548 | 0 | 0 | 3 | 1 | 20
2015-09-30 20:00 |  | 6549 | 0 | 0 | 3 | 1 | 21
2015-09-30 21:00 |  | 6550 | 0 | 0 | 3 | 1 | 22
2015-09-30 22:00 |  | 6551 | 0 | 0 | 3 | 1 | 23
2015-09-30 23:00 |  | 6552 | 0 | 0 | 3 | 1 | 24
2015-10-01 | Workday | 6553 | 0 | 0 | 4 | 1 | 1
2015-10-01 01:00 |  | 6554 | 0 | 0 | 4 | 1 | 2
2015-10-01 02:00 |  | 6555 | 0 | 0 | 4 | 1 | 3
2015-10-01 03:00 |  | 6556 | 0 | 0 | 4 | 1 | 4
2015-10-01 04:00 |  | 6557 | 0 | 0 | 4 | 1 | 5
2015-10-01 05:00 |  | 6558 | 0 | 0 | 4 | 1 | 6
2015-10-01 06:00 |  | 6559 | 0 | 0 | 4 | 1 | 7
2015-10-01 07:00 |  | 6560 | 0 | 0 | 4 | 1 | 8
2015-10-01 08:00 |  | 6561 | 0 | 0 | 4 | 1 | 9
2015-10-01 09:00 |  | 6562 | 0 | 0 | 4 | 1 | 10
2015-10-01 10:00 |  | 6563 | 0 | 0 | 4 | 1 | 11
2015-10-01 11:00 |  | 6564 | 0 | 0 | 4 | 1 | 12
2015-10-01 12:00 |  | 6565 | 0 | 0 | 4 | 1 | 13
2015-10-01 13:00 |  | 6566 | 0 | 0 | 4 | 1 | 14
2015-10-01 14:00 |  | 6567 | 0 | 0 | 4 | 1 | 15
2015-10-01 15:00 |  | 6568 | 0 | 0 | 4 | 1 | 16
2015-10-01 16:00 |  | 6569 | 0 | 0 | 4 | 1 | 17
2015-10-01 17:00 |  | 6570 | 0 | 0 | 4 | 1 | 18
2015-10-01 18:00 |  | 6571 | 0 | 0 | 4 | 1 | 19
2015-10-01 19:00 |  | 6572 | 0 | 0 | 4 | 1 | 20
2015-10-01 20:00 |  | 6573 | 0 | 0 | 4 | 1 | 21
2015-10-01 21:00 |  | 6574 | 0 | 0 | 4 | 1 | 22
2015-10-01 22:00 |  | 6575 | 0 | 0 | 4 | 1 | 23
2015-10-01 23:00 |  | 6576 | 0 | 0 | 4 | 1 | 24
2015-10-02 | Workday | 6577 | 0 | 0 | 5 | 1 | 1
2015-10-02 01:00 |  | 6578 | 0 | 0 | 5 | 1 | 2
2015-10-02 02:00 |  | 6579 | 0 | 0 | 5 | 1 | 3
2015-10-02 03:00 |  | 6580 | 0 | 0 | 5 | 1 | 4
2015-10-02 04:00 |  | 6581 | 0 | 0 | 5 | 1 | 5
2015-10-02 05:00 |  | 6582 | 0 | 0 | 5 | 1 | 6
2015-10-02 06:00 |  | 6583 | 0 | 0 | 5 | 1 | 7
2015-10-02 07:00 |  | 6584 | 0 | 0 | 5 | 1 | 8
2015-10-02 08:00 |  | 6585 | 0 | 0 | 5 | 1 | 9
2015-10-02 09:00 |  | 6586 | 0 | 0 | 5 | 1 | 10
2015-10-02 10:00 |  | 6587 | 0 | 0 | 5 | 1 | 11
2015-10-02 11:00 |  | 6588 | 0 | 0 | 5 | 1 | 12
2015-10-02 12:00 |  | 6589 | 0 | 0 | 5 | 1 | 13
2015-10-02 13:00 |  | 6590 | 0 | 0 | 5 | 1 | 14
2015-10-02 14:00 |  | 6591 | 0 | 0 | 5 | 1 | 15
2015-10-02 15:00 |  | 6592 | 0 | 0 | 5 | 1 | 16
2015-10-02 16:00 |  | 6593 | 0 | 0 | 5 | 1 | 17
2015-10-02 17:00 |  | 6594 | 0 | 0 | 5 | 1 | 18
2015-10-02 18:00 |  | 6595 | 0 | 0 | 5 | 1 | 19
2015-10-02 19:00 |  | 6596 | 0 | 0 | 5 | 1 | 20
2015-10-02 20:00 |  | 6597 | 0 | 0 | 5 | 1 | 21
2015-10-02 21:00 |  | 6598 | 0 | 0 | 5 | 1 | 22
2015-10-02 22:00 |  | 6599 | 0 | 0 | 5 | 1 | 23
2015-10-02 23:00 |  | 6600 | 0 | 0 | 5 | 1 | 24
2015-10-03 | Saturday | 6601 | 0 | 0 | 6 | 2 | 1
2015-10-03 01:00 |  | 6602 | 0 | 0 | 6 | 2 | 2
2015-10-03 02:00 |  | 6603 | 0 | 0 | 6 | 2 | 3
2015-10-03 03:00 |  | 6604 | 0 | 0 | 6 | 2 | 4
2015-10-03 04:00 |  | 6605 | 0 | 0 | 6 | 2 | 5
2015-10-03 05:00 |  | 6606 | 0 | 0 | 6 | 2 | 6
2015-10-03 06:00 |  | 6607 | 0 | 0 | 6 | 2 | 7
2015-10-03 07:00 |  | 6608 | 0 | 0 | 6 | 2 | 8
2015-10-03 08:00 |  | 6609 | 0 | 0 | 6 | 2 | 9
2015-10-03 09:00 |  | 6610 | 0 | 0 | 6 | 2 | 10
2015-10-03 10:00 |  | 6611 | 0 | 0 | 6 | 2 | 11
2015-10-03 11:00 |  | 6612 | 0 | 0 | 6 | 2 | 12
2015-10-03 12:00 |  | 6613 | 0 | 0 | 6 | 2 | 13
2015-10-03 13:00 |  | 6614 | 0 | 0 | 6 | 2 | 14
2015-10-03 14:00 |  | 6615 | 0 | 0 | 6 | 2 | 15
2015-10-03 15:00 |  | 6616 | 0 | 0 | 6 | 2 | 16
2015-10-03 16:00 |  | 6617 | 0 | 0 | 6 | 2 | 17
2015-10-03 17:00 |  | 6618 | 0 | 0 | 6 | 2 | 18
2015-10-03 18:00 |  | 6619 | 0 | 0 | 6 | 2 | 19
2015-10-03 19:00 |  | 6620 | 0 | 0 | 6 | 2 | 20
2015-10-03 20:00 |  | 6621 | 0 | 0 | 6 | 2 | 21
2015-10-03 21:00 |  | 6622 | 0 | 0 | 6 | 2 | 22
2015-10-03 22:00 |  | 6623 | 0 | 0 | 6 | 2 | 23
2015-10-03 23:00 |  | 6624 | 0 | 0 | 6 | 2 | 24
2015-10-04 | Holiday | 6625 | 0 | 0 | 7 | 3 | 1
2015-10-04 01:00 |  | 6626 | 0 | 0 | 7 | 3 | 2
2015-10-04 02:00 |  | 6627 | 0 | 0 | 7 | 3 | 3
2015-10-04 03:00 |  | 6628 | 0 | 0 | 7 | 3 | 4
2015-10-04 04:00 |  | 6629 | 0 | 0 | 7 | 3 | 5
2015-10-04 05:00 |  | 6630 | 0 | 0 | 7 | 3 | 6
2015-10-04 06:00 |  | 6631 | 0 | 0 | 7 | 3 | 7
2015-10-04 07:00 |  | 6632 | 0 | 0 | 7 | 3 | 8
2015-10-04 08:00 |  | 6633 | 0 | 0 | 7 | 3 | 9
2015-10-04 09:00 |  | 6634 | 0 | 0 | 7 | 3 | 10
2015-10-04 10:00 |  | 6635 | 0 | 0 | 7 | 3 | 11
2015-10-04 11:00 |  | 6636 | 0 | 0 | 7 | 3 | 12
2015-10-04 12:00 |  | 6637 | 0 | 0 | 7 | 3 | 13
2015-10-04 13:00 |  | 6638 | 0 | 0 | 7 | 3 | 14
2015-10-04 14:00 |  | 6639 | 0 | 0 | 7 | 3 | 15
2015-10-04 15:00 |  | 6640 | 0 | 0 | 7 | 3 | 16
2015-10-04 16:00 |  | 6641 | 0 | 0 | 7 | 3 | 17
2015-10-04 17:00 |  | 6642 | 0 | 0 | 7 | 3 | 18
2015-10-04 18:00 |  | 6643 | 0 | 0 | 7 | 3 | 19
2015-10-04 19:00 |  | 6644 | 0 | 0 | 7 | 3 | 20
2015-10-04 20:00 |  | 6645 | 0 | 0 | 7 | 3 | 21
2015-10-04 21:00 |  | 6646 | 0 | 0 | 7 | 3 | 22
2015-10-04 22:00 |  | 6647 | 0 | 0 | 7 | 3 | 23
2015-10-04 23:00 |  | 6648 | 0 | 0 | 7 | 3 | 24
2015-10-05 | Workday | 6649 | 0 | 0 | 1 | 1 | 1
2015-10-05 01:00 |  | 6650 | 0 | 0 | 1 | 1 | 2
2015-10-05 02:00 |  | 6651 | 0 | 0 | 1 | 1 | 3
2015-10-05 03:00 |  | 6652 | 0 | 0 | 1 | 1 | 4
2015-10-05 04:00 |  | 6653 | 0 | 0 | 1 | 1 | 5
2015-10-05 05:00 |  | 6654 | 0 | 0 | 1 | 1 | 6
2015-10-05 06:00 |  | 6655 | 0 | 0 | 1 | 1 | 7
2015-10-05 07:00 |  | 6656 | 0 | 0 | 1 | 1 | 8
2015-10-05 08:00 |  | 6657 | 0 | 0 | 1 | 1 | 9
2015-10-05 09:00 |  | 6658 | 0 | 0 | 1 | 1 | 10
2015-10-05 10:00 |  | 6659 | 0 | 0 | 1 | 1 | 11
2015-10-05 11:00 |  | 6660 | 0 | 0 | 1 | 1 | 12
2015-10-05 12:00 |  | 6661 | 0 | 0 | 1 | 1 | 13
2015-10-05 13:00 |  | 6662 | 0 | 0 | 1 | 1 | 14
2015-10-05 14:00 |  | 6663 | 0 | 0 | 1 | 1 | 15
2015-10-05 15:00 |  | 6664 | 0 | 0 | 1 | 1 | 16
2015-10-05 16:00 |  | 6665 | 0 | 0 | 1 | 1 | 17
2015-10-05 17:00 |  | 6666 | 0 | 0 | 1 | 1 | 18
2015-10-05 18:00 |  | 6667 | 0 | 0 | 1 | 1 | 19
2015-10-05 19:00 |  | 6668 | 0 | 0 | 1 | 1 | 20
2015-10-05 20:00 |  | 6669 | 0 | 0 | 1 | 1 | 21
2015-10-05 21:00 |  | 6670 | 0 | 0 | 1 | 1 | 22
2015-10-05 22:00 |  | 6671 | 0 | 0 | 1 | 1 | 23
2015-10-05 23:00 |  | 6672 | 0 | 0 | 1 | 1 | 24
2015-10-06 | Workday | 6673 | 0 | 0 | 2 | 1 | 1
2015-10-06 01:00 |  | 6674 | 0 | 0 | 2 | 1 | 2
2015-10-06 02:00 |  | 6675 | 0 | 0 | 2 | 1 | 3
2015-10-06 03:00 |  | 6676 | 0 | 0 | 2 | 1 | 4
2015-10-06 04:00 |  | 6677 | 0 | 0 | 2 | 1 | 5
2015-10-06 05:00 |  | 6678 | 0 | 0 | 2 | 1 | 6
2015-10-06 06:00 |  | 6679 | 0 | 0 | 2 | 1 | 7
2015-10-06 07:00 |  | 6680 | 0 | 0 | 2 | 1 | 8
2015-10-06 08:00 |  | 6681 | 0 | 0 | 2 | 1 | 9
2015-10-06 09:00 |  | 6682 | 0 | 0 | 2 | 1 | 10
2015-10-06 10:00 |  | 6683 | 0 | 0 | 2 | 1 | 11
2015-10-06 11:00 |  | 6684 | 0 | 0 | 2 | 1 | 12
2015-10-06 12:00 |  | 6685 | 0 | 0 | 2 | 1 | 13
2015-10-06 13:00 |  | 6686 | 0 | 0 | 2 | 1 | 14
2015-10-06 14:00 |  | 6687 | 0 | 0 | 2 | 1 | 15
2015-10-06 15:00 |  | 6688 | 0 | 0 | 2 | 1 | 16
2015-10-06 16:00 |  | 6689 | 0 | 0 | 2 | 1 | 17
2015-10-06 17:00 |  | 6690 | 0 | 0 | 2 | 1 | 18
2015-10-06 18:00 |  | 6691 | 0 | 0 | 2 | 1 | 19
2015-10-06 19:00 |  | 6692 | 0 | 0 | 2 | 1 | 20
2015-10-06 20:00 |  | 6693 | 0 | 0 | 2 | 1 | 21
2015-10-06 21:00 |  | 6694 | 0 | 0 | 2 | 1 | 22
2015-10-06 22:00 |  | 6695 | 0 | 0 | 2 | 1 | 23
2015-10-06 23:00 |  | 6696 | 0 | 0 | 2 | 1 | 24
2015-10-07 | Workday | 6697 | 0 | 0 | 3 | 1 | 1
2015-10-07 01:00 |  | 6698 | 0 | 0 | 3 | 1 | 2
2015-10-07 02:00 |  | 6699 | 0 | 0 | 3 | 1 | 3
2015-10-07 03:00 |  | 6700 | 0 | 0 | 3 | 1 | 4
2015-10-07 04:00 |  | 6701 | 0 | 0 | 3 | 1 | 5
2015-10-07 05:00 |  | 6702 | 0 | 0 | 3 | 1 | 6
2015-10-07 06:00 |  | 6703 | 0 | 0 | 3 | 1 | 7
2015-10-07 07:00 |  | 6704 | 0 | 0 | 3 | 1 | 8
2015-10-07 08:00 |  | 6705 | 0 | 0 | 3 | 1 | 9
2015-10-07 09:00 |  | 6706 | 0 | 0 | 3 | 1 | 10
2015-10-07 10:00 |  | 6707 | 0 | 0 | 3 | 1 | 11
2015-10-07 11:00 |  | 6708 | 0 | 0 | 3 | 1 | 12
2015-10-07 12:00 |  | 6709 | 0 | 0 | 3 | 1 | 13
2015-10-07 13:00 |  | 6710 | 0 | 0 | 3 | 1 | 14
2015-10-07 14:00 |  | 6711 | 0 | 0 | 3 | 1 | 15
2015-10-07 15:00 |  | 6712 | 0 | 0 | 3 | 1 | 16
2015-10-07 16:00 |  | 6713 | 0 | 0 | 3 | 1 | 17
2015-10-07 17:00 |  | 6714 | 0 | 0 | 3 | 1 | 18
2015-10-07 18:00 |  | 6715 | 0 | 0 | 3 | 1 | 19
2015-10-07 19:00 |  | 6716 | 0 | 0 | 3 | 1 | 20
2015-10-07 20:00 |  | 6717 | 0 | 0 | 3 | 1 | 21
2015-10-07 21:00 |  | 6718 | 0 | 0 | 3 | 1 | 22
2015-10-07 22:00 |  | 6719 | 0 | 0 | 3 | 1 | 23
2015-10-07 23:00 |  | 6720 | 0 | 0 | 3 | 1 | 24
2015-10-08 | Workday | 6721 | 0 | 0 | 4 | 1 | 1
2015-10-08 01:00 |  | 6722 | 0 | 0 | 4 | 1 | 2
2015-10-08 02:00 |  | 6723 | 0 | 0 | 4 | 1 | 3
2015-10-08 03:00 |  | 6724 | 0 | 0 | 4 | 1 | 4
2015-10-08 04:00 |  | 6725 | 0 | 0 | 4 | 1 | 5
2015-10-08 05:00 |  | 6726 | 0 | 0 | 4 | 1 | 6
2015-10-08 06:00 |  | 6727 | 0 | 0 | 4 | 1 | 7
2015-10-08 07:00 |  | 6728 | 0 | 0 | 4 | 1 | 8
2015-10-08 08:00 |  | 6729 | 0 | 0 | 4 | 1 | 9
2015-10-08 09:00 |  | 6730 | 0 | 0 | 4 | 1 | 10
2015-10-08 10:00 |  | 6731 | 0 | 0 | 4 | 1 | 11
2015-10-08 11:00 |  | 6732 | 0 | 0 | 4 | 1 | 12
2015-10-08 12:00 |  | 6733 | 0 | 0 | 4 | 1 | 13
2015-10-08 13:00 |  | 6734 | 0 | 0 | 4 | 1 | 14
2015-10-08 14:00 |  | 6735 | 0 | 0 | 4 | 1 | 15
2015-10-08 15:00 |  | 6736 | 0 | 0 | 4 | 1 | 16
2015-10-08 16:00 |  | 6737 | 0 | 0 | 4 | 1 | 17
2015-10-08 17:00 |  | 6738 | 0 | 0 | 4 | 1 | 18
2015-10-08 18:00 |  | 6739 | 0 | 0 | 4 | 1 | 19
2015-10-08 19:00 |  | 6740 | 0 | 0 | 4 | 1 | 20
2015-10-08 20:00 |  | 6741 | 0 | 0 | 4 | 1 | 21
2015-10-08 21:00 |  | 6742 | 0 | 0 | 4 | 1 | 22
2015-10-08 22:00 |  | 6743 | 0 | 0 | 4 | 1 | 23
2015-10-08 23:00 |  | 6744 | 0 | 0 | 4 | 1 | 24
2015-10-09 | Workday | 6745 | 0 | 0 | 5 | 1 | 1
2015-10-09 01:00 |  | 6746 | 0 | 0 | 5 | 1 | 2
2015-10-09 02:00 |  | 6747 | 0 | 0 | 5 | 1 | 3
2015-10-09 03:00 |  | 6748 | 0 | 0 | 5 | 1 | 4
2015-10-09 04:00 |  | 6749 | 0 | 0 | 5 | 1 | 5
2015-10-09 05:00 |  | 6750 | 0 | 0 | 5 | 1 | 6
2015-10-09 06:00 |  | 6751 | 0 | 0 | 5 | 1 | 7
2015-10-09 07:00 |  | 6752 | 0 | 0 | 5 | 1 | 8
2015-10-09 08:00 |  | 6753 | 0 | 0 | 5 | 1 | 9
2015-10-09 09:00 |  | 6754 | 0 | 0 | 5 | 1 | 10
2015-10-09 10:00 |  | 6755 | 0 | 0 | 5 | 1 | 11
2015-10-09 11:00 |  | 6756 | 0 | 0 | 5 | 1 | 12
2015-10-09 12:00 |  | 6757 | 0 | 0 | 5 | 1 | 13
2015-10-09 13:00 |  | 6758 | 0 | 0 | 5 | 1 | 14
2015-10-09 14:00 |  | 6759 | 0 | 0 | 5 | 1 | 15
2015-10-09 15:00 |  | 6760 | 0 | 0 | 5 | 1 | 16
2015-10-09 16:00 |  | 6761 | 0 | 0 | 5 | 1 | 17
2015-10-09 17:00 |  | 6762 | 0 | 0 | 5 | 1 | 18
2015-10-09 18:00 |  | 6763 | 0 | 0 | 5 | 1 | 19
2015-10-09 19:00 |  | 6764 | 0 | 0 | 5 | 1 | 20
2015-10-09 20:00 |  | 6765 | 0 | 0 | 5 | 1 | 21
2015-10-09 21:00 |  | 6766 | 0 | 0 | 5 | 1 | 22
2015-10-09 22:00 |  | 6767 | 0 | 0 | 5 | 1 | 23
2015-10-09 23:00 |  | 6768 | 0 | 0 | 5 | 1 | 24
2015-10-10 | Saturday | 6769 | 0 | 0 | 6 | 2 | 1
2015-10-10 01:00 |  | 6770 | 0 | 0 | 6 | 2 | 2
2015-10-10 02:00 |  | 6771 | 0 | 0 | 6 | 2 | 3
2015-10-10 03:00 |  | 6772 | 0 | 0 | 6 | 2 | 4
2015-10-10 04:00 |  | 6773 | 0 | 0 | 6 | 2 | 5
2015-10-10 05:00 |  | 6774 | 0 | 0 | 6 | 2 | 6
2015-10-10 06:00 |  | 6775 | 0 | 0 | 6 | 2 | 7
2015-10-10 07:00 |  | 6776 | 0 | 0 | 6 | 2 | 8
2015-10-10 08:00 |  | 6777 | 0 | 0 | 6 | 2 | 9
2015-10-10 09:00 |  | 6778 | 0 | 0 | 6 | 2 | 10
2015-10-10 10:00 |  | 6779 | 0 | 0 | 6 | 2 | 11
2015-10-10 11:00 |  | 6780 | 0 | 0 | 6 | 2 | 12
2015-10-10 12:00 |  | 6781 | 0 | 0 | 6 | 2 | 13
2015-10-10 13:00 |  | 6782 | 0 | 0 | 6 | 2 | 14
2015-10-10 14:00 |  | 6783 | 0 | 0 | 6 | 2 | 15
2015-10-10 15:00 |  | 6784 | 0 | 0 | 6 | 2 | 16
2015-10-10 16:00 |  | 6785 | 0 | 0 | 6 | 2 | 17
2015-10-10 17:00 |  | 6786 | 0 | 0 | 6 | 2 | 18
2015-10-10 18:00 |  | 6787 | 0 | 0 | 6 | 2 | 19
2015-10-10 19:00 |  | 6788 | 0 | 0 | 6 | 2 | 20
2015-10-10 20:00 |  | 6789 | 0 | 0 | 6 | 2 | 21
2015-10-10 21:00 |  | 6790 | 0 | 0 | 6 | 2 | 22
2015-10-10 22:00 |  | 6791 | 0 | 0 | 6 | 2 | 23
2015-10-10 23:00 |  | 6792 | 0 | 0 | 6 | 2 | 24
2015-10-11 | Holiday | 6793 | 0 | 0 | 7 | 3 | 1
2015-10-11 01:00 |  | 6794 | 0 | 0 | 7 | 3 | 2
2015-10-11 02:00 |  | 6795 | 0 | 0 | 7 | 3 | 3
2015-10-11 03:00 |  | 6796 | 0 | 0 | 7 | 3 | 4
2015-10-11 04:00 |  | 6797 | 0 | 0 | 7 | 3 | 5
2015-10-11 05:00 |  | 6798 | 0 | 0 | 7 | 3 | 6
2015-10-11 06:00 |  | 6799 | 0 | 0 | 7 | 3 | 7
2015-10-11 07:00 |  | 6800 | 0 | 0 | 7 | 3 | 8
2015-10-11 08:00 |  | 6801 | 0 | 0 | 7 | 3 | 9
2015-10-11 09:00 |  | 6802 | 0 | 0 | 7 | 3 | 10
2015-10-11 10:00 |  | 6803 | 0 | 0 | 7 | 3 | 11
2015-10-11 11:00 |  | 6804 | 0 | 0 | 7 | 3 | 12
2015-10-11 12:00 |  | 6805 | 0 | 0 | 7 | 3 | 13
2015-10-11 13:00 |  | 6806 | 0 | 0 | 7 | 3 | 14
2015-10-11 14:00 |  | 6807 | 0 | 0 | 7 | 3 | 15
2015-10-11 15:00 |  | 6808 | 0 | 0 | 7 | 3 | 16
2015-10-11 16:00 |  | 6809 | 0 | 0 | 7 | 3 | 17
2015-10-11 17:00 |  | 6810 | 0 | 0 | 7 | 3 | 18
2015-10-11 18:00 |  | 6811 | 0 | 0 | 7 | 3 | 19
2015-10-11 19:00 |  | 6812 | 0 | 0 | 7 | 3 | 20
2015-10-11 20:00 |  | 6813 | 0 | 0 | 7 | 3 | 21
2015-10-11 21:00 |  | 6814 | 0 | 0 | 7 | 3 | 22
2015-10-11 22:00 |  | 6815 | 0 | 0 | 7 | 3 | 23
2015-10-11 23:00 |  | 6816 | 0 | 0 | 7 | 3 | 24
2015-10-12 | Workday | 6817 | 0 | 0 | 1 | 1 | 1
2015-10-12 01:00 |  | 6818 | 0 | 0 | 1 | 1 | 2
2015-10-12 02:00 |  | 6819 | 0 | 0 | 1 | 1 | 3
2015-10-12 03:00 |  | 6820 | 0 | 0 | 1 | 1 | 4
2015-10-12 04:00 |  | 6821 | 0 | 0 | 1 | 1 | 5
2015-10-12 05:00 |  | 6822 | 0 | 0 | 1 | 1 | 6
2015-10-12 06:00 |  | 6823 | 0 | 0 | 1 | 1 | 7
2015-10-12 07:00 |  | 6824 | 0 | 0 | 1 | 1 | 8
2015-10-12 08:00 |  | 6825 | 0 | 0 | 1 | 1 | 9
2015-10-12 09:00 |  | 6826 | 0 | 0 | 1 | 1 | 10
2015-10-12 10:00 |  | 6827 | 0 | 0 | 1 | 1 | 11
2015-10-12 11:00 |  | 6828 | 0 | 0 | 1 | 1 | 12
2015-10-12 12:00 |  | 6829 | 0 | 0 | 1 | 1 | 13
2015-10-12 13:00 |  | 6830 | 0 | 0 | 1 | 1 | 14
2015-10-12 14:00 |  | 6831 | 0 | 0 | 1 | 1 | 15
2015-10-12 15:00 |  | 6832 | 0 | 0 | 1 | 1 | 16
2015-10-12 16:00 |  | 6833 | 0 | 0 | 1 | 1 | 17
2015-10-12 17:00 |  | 6834 | 0 | 0 | 1 | 1 | 18
2015-10-12 18:00 |  | 6835 | 0 | 0 | 1 | 1 | 19
2015-10-12 19:00 |  | 6836 | 0 | 0 | 1 | 1 | 20
2015-10-12 20:00 |  | 6837 | 0 | 0 | 1 | 1 | 21
2015-10-12 21:00 |  | 6838 | 0 | 0 | 1 | 1 | 22
2015-10-12 22:00 |  | 6839 | 0 | 0 | 1 | 1 | 23
2015-10-12 23:00 |  | 6840 | 0 | 0 | 1 | 1 | 24
2015-10-13 | Workday | 6841 | 0 | 0 | 2 | 1 | 1
2015-10-13 01:00 |  | 6842 | 0 | 0 | 2 | 1 | 2
2015-10-13 02:00 |  | 6843 | 0 | 0 | 2 | 1 | 3
2015-10-13 03:00 |  | 6844 | 0 | 0 | 2 | 1 | 4
2015-10-13 04:00 |  | 6845 | 0 | 0 | 2 | 1 | 5
2015-10-13 05:00 |  | 6846 | 0 | 0 | 2 | 1 | 6
2015-10-13 06:00 |  | 6847 | 0 | 0 | 2 | 1 | 7
2015-10-13 07:00 |  | 6848 | 0 | 0 | 2 | 1 | 8
2015-10-13 08:00 |  | 6849 | 0 | 0 | 2 | 1 | 9
2015-10-13 09:00 |  | 6850 | 0 | 0 | 2 | 1 | 10
2015-10-13 10:00 |  | 6851 | 0 | 0 | 2 | 1 | 11
2015-10-13 11:00 |  | 6852 | 0 | 0 | 2 | 1 | 12
2015-10-13 12:00 |  | 6853 | 0 | 0 | 2 | 1 | 13
2015-10-13 13:00 |  | 6854 | 0 | 0 | 2 | 1 | 14
2015-10-13 14:00 |  | 6855 | 0 | 0 | 2 | 1 | 15
2015-10-13 15:00 |  | 6856 | 0 | 0 | 2 | 1 | 16
2015-10-13 16:00 |  | 6857 | 0 | 0 | 2 | 1 | 17
2015-10-13 17:00 |  | 6858 | 0 | 0 | 2 | 1 | 18
2015-10-13 18:00 |  | 6859 | 0 | 0 | 2 | 1 | 19
2015-10-13 19:00 |  | 6860 | 0 | 0 | 2 | 1 | 20
2015-10-13 20:00 |  | 6861 | 0 | 0 | 2 | 1 | 21
2015-10-13 21:00 |  | 6862 | 0 | 0 | 2 | 1 | 22
2015-10-13 22:00 |  | 6863 | 0 | 0 | 2 | 1 | 23
2015-10-13 23:00 |  | 6864 | 0 | 0 | 2 | 1 | 24
2015-10-14 | Workday | 6865 | 0 | 0 | 3 | 1 | 1
2015-10-14 01:00 |  | 6866 | 0 | 0 | 3 | 1 | 2
2015-10-14 02:00 |  | 6867 | 0 | 0 | 3 | 1 | 3
2015-10-14 03:00 |  | 6868 | 0 | 0 | 3 | 1 | 4
2015-10-14 04:00 |  | 6869 | 0 | 0 | 3 | 1 | 5
2015-10-14 05:00 |  | 6870 | 0 | 0 | 3 | 1 | 6
2015-10-14 06:00 |  | 6871 | 0 | 0 | 3 | 1 | 7
2015-10-14 07:00 |  | 6872 | 0 | 0 | 3 | 1 | 8
2015-10-14 08:00 |  | 6873 | 0 | 0 | 3 | 1 | 9
2015-10-14 09:00 |  | 6874 | 0 | 0 | 3 | 1 | 10
2015-10-14 10:00 |  | 6875 | 0 | 0 | 3 | 1 | 11
2015-10-14 11:00 |  | 6876 | 0 | 0 | 3 | 1 | 12
2015-10-14 12:00 |  | 6877 | 0 | 0 | 3 | 1 | 13
2015-10-14 13:00 |  | 6878 | 0 | 0 | 3 | 1 | 14
2015-10-14 14:00 |  | 6879 | 0 | 0 | 3 | 1 | 15
2015-10-14 15:00 |  | 6880 | 0 | 0 | 3 | 1 | 16
2015-10-14 16:00 |  | 6881 | 0 | 0 | 3 | 1 | 17
2015-10-14 17:00 |  | 6882 | 0 | 0 | 3 | 1 | 18
2015-10-14 18:00 |  | 6883 | 0 | 0 | 3 | 1 | 19
2015-10-14 19:00 |  | 6884 | 0 | 0 | 3 | 1 | 20
2015-10-14 20:00 |  | 6885 | 0 | 0 | 3 | 1 | 21
2015-10-14 21:00 |  | 6886 | 0 | 0 | 3 | 1 | 22
2015-10-14 22:00 |  | 6887 | 0 | 0 | 3 | 1 | 23
2015-10-14 23:00 |  | 6888 | 0 | 0 | 3 | 1 | 24
2015-10-15 | Workday | 6889 | 0 | 0 | 4 | 1 | 1
2015-10-15 01:00 |  | 6890 | 0 | 0 | 4 | 1 | 2
2015-10-15 02:00 |  | 6891 | 0 | 0 | 4 | 1 | 3
2015-10-15 03:00 |  | 6892 | 0 | 0 | 4 | 1 | 4
2015-10-15 04:00 |  | 6893 | 0 | 0 | 4 | 1 | 5
2015-10-15 05:00 |  | 6894 | 0 | 0 | 4 | 1 | 6
2015-10-15 06:00 |  | 6895 | 0 | 0 | 4 | 1 | 7
2015-10-15 07:00 |  | 6896 | 0 | 0 | 4 | 1 | 8
2015-10-15 08:00 |  | 6897 | 0 | 0 | 4 | 1 | 9
2015-10-15 09:00 |  | 6898 | 0 | 0 | 4 | 1 | 10
2015-10-15 10:00 |  | 6899 | 0 | 0 | 4 | 1 | 11
2015-10-15 11:00 |  | 6900 | 0 | 0 | 4 | 1 | 12
2015-10-15 12:00 |  | 6901 | 0 | 0 | 4 | 1 | 13
2015-10-15 13:00 |  | 6902 | 0 | 0 | 4 | 1 | 14
2015-10-15 14:00 |  | 6903 | 0 | 0 | 4 | 1 | 15
2015-10-15 15:00 |  | 6904 | 0 | 0 | 4 | 1 | 16
2015-10-15 16:00 |  | 6905 | 0 | 0 | 4 | 1 | 17
2015-10-15 17:00 |  | 6906 | 0 | 0 | 4 | 1 | 18
2015-10-15 18:00 |  | 6907 | 0 | 0 | 4 | 1 | 19
2015-10-15 19:00 |  | 6908 | 0 | 0 | 4 | 1 | 20
2015-10-15 20:00 |  | 6909 | 0 | 0 | 4 | 1 | 21
2015-10-15 21:00 |  | 6910 | 0 | 0 | 4 | 1 | 22
2015-10-15 22:00 |  | 6911 | 0 | 0 | 4 | 1 | 23
2015-10-15 23:00 |  | 6912 | 0 | 0 | 4 | 1 | 24
2015-10-16 | Workday | 6913 | 0 | 0 | 5 | 1 | 1
2015-10-16 01:00 |  | 6914 | 0 | 0 | 5 | 1 | 2
2015-10-16 02:00 |  | 6915 | 0 | 0 | 5 | 1 | 3
2015-10-16 03:00 |  | 6916 | 0 | 0 | 5 | 1 | 4
2015-10-16 04:00 |  | 6917 | 0 | 0 | 5 | 1 | 5
2015-10-16 05:00 |  | 6918 | 0 | 0 | 5 | 1 | 6
2015-10-16 06:00 |  | 6919 | 0 | 0 | 5 | 1 | 7
2015-10-16 07:00 |  | 6920 | 0 | 0 | 5 | 1 | 8
2015-10-16 08:00 |  | 6921 | 0 | 0 | 5 | 1 | 9
2015-10-16 09:00 |  | 6922 | 0 | 0 | 5 | 1 | 10
2015-10-16 10:00 |  | 6923 | 0 | 0 | 5 | 1 | 11
2015-10-16 11:00 |  | 6924 | 0 | 0 | 5 | 1 | 12
2015-10-16 12:00 |  | 6925 | 0 | 0 | 5 | 1 | 13
2015-10-16 13:00 |  | 6926 | 0 | 0 | 5 | 1 | 14
2015-10-16 14:00 |  | 6927 | 0 | 0 | 5 | 1 | 15
2015-10-16 15:00 |  | 6928 | 0 | 0 | 5 | 1 | 16
2015-10-16 16:00 |  | 6929 | 0 | 0 | 5 | 1 | 17
2015-10-16 17:00 |  | 6930 | 0 | 0 | 5 | 1 | 18
2015-10-16 18:00 |  | 6931 | 0 | 0 | 5 | 1 | 19
2015-10-16 19:00 |  | 6932 | 0 | 0 | 5 | 1 | 20
2015-10-16 20:00 |  | 6933 | 0 | 0 | 5 | 1 | 21
2015-10-16 21:00 |  | 6934 | 0 | 0 | 5 | 1 | 22
2015-10-16 22:00 |  | 6935 | 0 | 0 | 5 | 1 | 23
2015-10-16 23:00 |  | 6936 | 0 | 0 | 5 | 1 | 24
2015-10-17 | Saturday | 6937 | 0 | 0 | 6 | 2 | 1
2015-10-17 01:00 |  | 6938 | 0 | 0 | 6 | 2 | 2
2015-10-17 02:00 |  | 6939 | 0 | 0 | 6 | 2 | 3
2015-10-17 03:00 |  | 6940 | 0 | 0 | 6 | 2 | 4
2015-10-17 04:00 |  | 6941 | 0 | 0 | 6 | 2 | 5
2015-10-17 05:00 |  | 6942 | 0 | 0 | 6 | 2 | 6
2015-10-17 06:00 |  | 6943 | 0 | 0 | 6 | 2 | 7
2015-10-17 07:00 |  | 6944 | 0 | 0 | 6 | 2 | 8
2015-10-17 08:00 |  | 6945 | 0 | 0 | 6 | 2 | 9
2015-10-17 09:00 |  | 6946 | 0 | 0 | 6 | 2 | 10
2015-10-17 10:00 |  | 6947 | 0 | 0 | 6 | 2 | 11
2015-10-17 11:00 |  | 6948 | 0 | 0 | 6 | 2 | 12
2015-10-17 12:00 |  | 6949 | 0 | 0 | 6 | 2 | 13
2015-10-17 13:00 |  | 6950 | 0 | 0 | 6 | 2 | 14
2015-10-17 14:00 |  | 6951 | 0 | 0 | 6 | 2 | 15
2015-10-17 15:00 |  | 6952 | 0 | 0 | 6 | 2 | 16
2015-10-17 16:00 |  | 6953 | 0 | 0 | 6 | 2 | 17
2015-10-17 17:00 |  | 6954 | 0 | 0 | 6 | 2 | 18
2015-10-17 18:00 |  | 6955 | 0 | 0 | 6 | 2 | 19
2015-10-17 19:00 |  | 6956 | 0 | 0 | 6 | 2 | 20
2015-10-17 20:00 |  | 6957 | 0 | 0 | 6 | 2 | 21
2015-10-17 21:00 |  | 6958 | 0 | 0 | 6 | 2 | 22
2015-10-17 22:00 |  | 6959 | 0 | 0 | 6 | 2 | 23
2015-10-17 23:00 |  | 6960 | 0 | 0 | 6 | 2 | 24
2015-10-18 | Holiday | 6961 | 0 | 0 | 7 | 3 | 1
2015-10-18 01:00 |  | 6962 | 0 | 0 | 7 | 3 | 2
2015-10-18 02:00 |  | 6963 | 0 | 0 | 7 | 3 | 3
2015-10-18 03:00 |  | 6964 | 0 | 0 | 7 | 3 | 4
2015-10-18 04:00 |  | 6965 | 0 | 0 | 7 | 3 | 5
2015-10-18 05:00 |  | 6966 | 0 | 0 | 7 | 3 | 6
2015-10-18 06:00 |  | 6967 | 0 | 0 | 7 | 3 | 7
2015-10-18 07:00 |  | 6968 | 0 | 0 | 7 | 3 | 8
2015-10-18 08:00 |  | 6969 | 0 | 0 | 7 | 3 | 9
2015-10-18 09:00 |  | 6970 | 0 | 0 | 7 | 3 | 10
2015-10-18 10:00 |  | 6971 | 0 | 0 | 7 | 3 | 11
2015-10-18 11:00 |  | 6972 | 0 | 0 | 7 | 3 | 12
2015-10-18 12:00 |  | 6973 | 0 | 0 | 7 | 3 | 13
2015-10-18 13:00 |  | 6974 | 0 | 0 | 7 | 3 | 14
2015-10-18 14:00 |  | 6975 | 0 | 0 | 7 | 3 | 15
2015-10-18 15:00 |  | 6976 | 0 | 0 | 7 | 3 | 16
2015-10-18 16:00 |  | 6977 | 0 | 0 | 7 | 3 | 17
2015-10-18 17:00 |  | 6978 | 0 | 0 | 7 | 3 | 18
2015-10-18 18:00 |  | 6979 | 0 | 0 | 7 | 3 | 19
2015-10-18 19:00 |  | 6980 | 0 | 0 | 7 | 3 | 20
2015-10-18 20:00 |  | 6981 | 0 | 0 | 7 | 3 | 21
2015-10-18 21:00 |  | 6982 | 0 | 0 | 7 | 3 | 22
2015-10-18 22:00 |  | 6983 | 0 | 0 | 7 | 3 | 23
2015-10-18 23:00 |  | 6984 | 0 | 0 | 7 | 3 | 24
2015-10-19 | Workday | 6985 | 0 | 0 | 1 | 1 | 1
2015-10-19 01:00 |  | 6986 | 0 | 0 | 1 | 1 | 2
2015-10-19 02:00 |  | 6987 | 0 | 0 | 1 | 1 | 3
2015-10-19 03:00 |  | 6988 | 0 | 0 | 1 | 1 | 4
2015-10-19 04:00 |  | 6989 | 0 | 0 | 1 | 1 | 5
2015-10-19 05:00 |  | 6990 | 0 | 0 | 1 | 1 | 6
2015-10-19 06:00 |  | 6991 | 0 | 0 | 1 | 1 | 7
2015-10-19 07:00 |  | 6992 | 0 | 0 | 1 | 1 | 8
2015-10-19 08:00 |  | 6993 | 0 | 0 | 1 | 1 | 9
2015-10-19 09:00 |  | 6994 | 0 | 0 | 1 | 1 | 10
2015-10-19 10:00 |  | 6995 | 0 | 0 | 1 | 1 | 11
2015-10-19 11:00 |  | 6996 | 0 | 0 | 1 | 1 | 12
2015-10-19 12:00 |  | 6997 | 0 | 0 | 1 | 1 | 13
2015-10-19 13:00 |  | 6998 | 0 | 0 | 1 | 1 | 14
2015-10-19 14:00 |  | 6999 | 0 | 0 | 1 | 1 | 15
2015-10-19 15:00 |  | 7000 | 0 | 0 | 1 | 1 | 16
2015-10-19 16:00 |  | 7001 | 0 | 0 | 1 | 1 | 17
2015-10-19 17:00 |  | 7002 | 0 | 0 | 1 | 1 | 18
2015-10-19 18:00 |  | 7003 | 0 | 0 | 1 | 1 | 19
2015-10-19 19:00 |  | 7004 | 0 | 0 | 1 | 1 | 20
2015-10-19 20:00 |  | 7005 | 0 | 0 | 1 | 1 | 21
2015-10-19 21:00 |  | 7006 | 0 | 0 | 1 | 1 | 22
2015-10-19 22:00 |  | 7007 | 0 | 0 | 1 | 1 | 23
2015-10-19 23:00 |  | 7008 | 0 | 0 | 1 | 1 | 24
2015-10-20 | Workday | 7009 | 0 | 0 | 2 | 1 | 1
2015-10-20 01:00 |  | 7010 | 0 | 0 | 2 | 1 | 2
2015-10-20 02:00 |  | 7011 | 0 | 0 | 2 | 1 | 3
2015-10-20 03:00 |  | 7012 | 0 | 0 | 2 | 1 | 4
2015-10-20 04:00 |  | 7013 | 0 | 0 | 2 | 1 | 5
2015-10-20 05:00 |  | 7014 | 0 | 0 | 2 | 1 | 6
2015-10-20 06:00 |  | 7015 | 0 | 0 | 2 | 1 | 7
2015-10-20 07:00 |  | 7016 | 0 | 0 | 2 | 1 | 8
2015-10-20 08:00 |  | 7017 | 0 | 0 | 2 | 1 | 9
2015-10-20 09:00 |  | 7018 | 0 | 0 | 2 | 1 | 10
2015-10-20 10:00 |  | 7019 | 0 | 0 | 2 | 1 | 11
2015-10-20 11:00 |  | 7020 | 0 | 0 | 2 | 1 | 12
2015-10-20 12:00 |  | 7021 | 0 | 0 | 2 | 1 | 13
2015-10-20 13:00 |  | 7022 | 0 | 0 | 2 | 1 | 14
2015-10-20 14:00 |  | 7023 | 0 | 0 | 2 | 1 | 15
2015-10-20 15:00 |  | 7024 | 0 | 0 | 2 | 1 | 16
2015-10-20 16:00 |  | 7025 | 0 | 0 | 2 | 1 | 17
2015-10-20 17:00 |  | 7026 | 0 | 0 | 2 | 1 | 18
2015-10-20 18:00 |  | 7027 | 0 | 0 | 2 | 1 | 19
2015-10-20 19:00 |  | 7028 | 0 | 0 | 2 | 1 | 20
2015-10-20 20:00 |  | 7029 | 0 | 0 | 2 | 1 | 21
2015-10-20 21:00 |  | 7030 | 0 | 0 | 2 | 1 | 22
2015-10-20 22:00 |  | 7031 | 0 | 0 | 2 | 1 | 23
2015-10-20 23:00 |  | 7032 | 0 | 0 | 2 | 1 | 24
2015-10-21 | Workday | 7033 | 0 | 0 | 3 | 1 | 1
2015-10-21 01:00 |  | 7034 | 0 | 0 | 3 | 1 | 2
2015-10-21 02:00 |  | 7035 | 0 | 0 | 3 | 1 | 3
2015-10-21 03:00 |  | 7036 | 0 | 0 | 3 | 1 | 4
2015-10-21 04:00 |  | 7037 | 0 | 0 | 3 | 1 | 5
2015-10-21 05:00 |  | 7038 | 0 | 0 | 3 | 1 | 6
2015-10-21 06:00 |  | 7039 | 0 | 0 | 3 | 1 | 7
2015-10-21 07:00 |  | 7040 | 0 | 0 | 3 | 1 | 8
2015-10-21 08:00 |  | 7041 | 0 | 0 | 3 | 1 | 9
2015-10-21 09:00 |  | 7042 | 0 | 0 | 3 | 1 | 10
2015-10-21 10:00 |  | 7043 | 0 | 0 | 3 | 1 | 11
2015-10-21 11:00 |  | 7044 | 0 | 0 | 3 | 1 | 12
2015-10-21 12:00 |  | 7045 | 0 | 0 | 3 | 1 | 13
2015-10-21 13:00 |  | 7046 | 0 | 0 | 3 | 1 | 14
2015-10-21 14:00 |  | 7047 | 0 | 0 | 3 | 1 | 15
2015-10-21 15:00 |  | 7048 | 0 | 0 | 3 | 1 | 16
2015-10-21 16:00 |  | 7049 | 0 | 0 | 3 | 1 | 17
2015-10-21 17:00 |  | 7050 | 0 | 0 | 3 | 1 | 18
2015-10-21 18:00 |  | 7051 | 0 | 0 | 3 | 1 | 19
2015-10-21 19:00 |  | 7052 | 0 | 0 | 3 | 1 | 20
2015-10-21 20:00 |  | 7053 | 0 | 0 | 3 | 1 | 21
2015-10-21 21:00 |  | 7054 | 0 | 0 | 3 | 1 | 22
2015-10-21 22:00 |  | 7055 | 0 | 0 | 3 | 1 | 23
2015-10-21 23:00 |  | 7056 | 0 | 0 | 3 | 1 | 24
2015-10-22 | Workday | 7057 | 0 | 0 | 4 | 1 | 1
2015-10-22 01:00 |  | 7058 | 0 | 0 | 4 | 1 | 2
2015-10-22 02:00 |  | 7059 | 0 | 0 | 4 | 1 | 3
2015-10-22 03:00 |  | 7060 | 0 | 0 | 4 | 1 | 4
2015-10-22 04:00 |  | 7061 | 0 | 0 | 4 | 1 | 5
2015-10-22 05:00 |  | 7062 | 0 | 0 | 4 | 1 | 6
2015-10-22 06:00 |  | 7063 | 0 | 0 | 4 | 1 | 7
2015-10-22 07:00 |  | 7064 | 0 | 0 | 4 | 1 | 8
2015-10-22 08:00 |  | 7065 | 0 | 0 | 4 | 1 | 9
2015-10-22 09:00 |  | 7066 | 0 | 0 | 4 | 1 | 10
2015-10-22 10:00 |  | 7067 | 0 | 0 | 4 | 1 | 11
2015-10-22 11:00 |  | 7068 | 0 | 0 | 4 | 1 | 12
2015-10-22 12:00 |  | 7069 | 0 | 0 | 4 | 1 | 13
2015-10-22 13:00 |  | 7070 | 0 | 0 | 4 | 1 | 14
2015-10-22 14:00 |  | 7071 | 0 | 0 | 4 | 1 | 15
2015-10-22 15:00 |  | 7072 | 0 | 0 | 4 | 1 | 16
2015-10-22 16:00 |  | 7073 | 0 | 0 | 4 | 1 | 17
2015-10-22 17:00 |  | 7074 | 0 | 0 | 4 | 1 | 18
2015-10-22 18:00 |  | 7075 | 0 | 0 | 4 | 1 | 19
2015-10-22 19:00 |  | 7076 | 0 | 0 | 4 | 1 | 20
2015-10-22 20:00 |  | 7077 | 0 | 0 | 4 | 1 | 21
2015-10-22 21:00 |  | 7078 | 0 | 0 | 4 | 1 | 22
2015-10-22 22:00 |  | 7079 | 0 | 0 | 4 | 1 | 23
2015-10-22 23:00 |  | 7080 | 0 | 0 | 4 | 1 | 24
2015-10-23 | Workday | 7081 | 0 | 0 | 5 | 1 | 1
2015-10-23 01:00 |  | 7082 | 0 | 0 | 5 | 1 | 2
2015-10-23 02:00 |  | 7083 | 0 | 0 | 5 | 1 | 3
2015-10-23 03:00 |  | 7084 | 0 | 0 | 5 | 1 | 4
2015-10-23 04:00 |  | 7085 | 0 | 0 | 5 | 1 | 5
2015-10-23 05:00 |  | 7086 | 0 | 0 | 5 | 1 | 6
2015-10-23 06:00 |  | 7087 | 0 | 0 | 5 | 1 | 7
2015-10-23 07:00 |  | 7088 | 0 | 0 | 5 | 1 | 8
2015-10-23 08:00 |  | 7089 | 0 | 0 | 5 | 1 | 9
2015-10-23 09:00 |  | 7090 | 0 | 0 | 5 | 1 | 10
2015-10-23 10:00 |  | 7091 | 0 | 0 | 5 | 1 | 11
2015-10-23 11:00 |  | 7092 | 0 | 0 | 5 | 1 | 12
2015-10-23 12:00 |  | 7093 | 0 | 0 | 5 | 1 | 13
2015-10-23 13:00 |  | 7094 | 0 | 0 | 5 | 1 | 14
2015-10-23 14:00 |  | 7095 | 0 | 0 | 5 | 1 | 15
2015-10-23 15:00 |  | 7096 | 0 | 0 | 5 | 1 | 16
2015-10-23 16:00 |  | 7097 | 0 | 0 | 5 | 1 | 17
2015-10-23 17:00 |  | 7098 | 0 | 0 | 5 | 1 | 18
2015-10-23 18:00 |  | 7099 | 0 | 0 | 5 | 1 | 19
2015-10-23 19:00 |  | 7100 | 0 | 0 | 5 | 1 | 20
2015-10-23 20:00 |  | 7101 | 0 | 0 | 5 | 1 | 21
2015-10-23 21:00 |  | 7102 | 0 | 0 | 5 | 1 | 22
2015-10-23 22:00 |  | 7103 | 0 | 0 | 5 | 1 | 23
2015-10-23 23:00 |  | 7104 | 0 | 0 | 5 | 1 | 24
2015-10-24 | Saturday | 7105 | 0 | 0 | 6 | 2 | 1
2015-10-24 01:00 |  | 7106 | 0 | 0 | 6 | 2 | 2
2015-10-24 02:00 |  | 7107 | 0 | 0 | 6 | 2 | 3
2015-10-24 03:00 |  | 7108 | 0 | 0 | 6 | 2 | 4
2015-10-24 04:00 |  | 7109 | 0 | 0 | 6 | 2 | 5
2015-10-24 05:00 |  | 7110 | 0 | 0 | 6 | 2 | 6
2015-10-24 06:00 |  | 7111 | 0 | 0 | 6 | 2 | 7
2015-10-24 07:00 |  | 7112 | 0 | 0 | 6 | 2 | 8
2015-10-24 08:00 |  | 7113 | 0 | 0 | 6 | 2 | 9
2015-10-24 09:00 |  | 7114 | 0 | 0 | 6 | 2 | 10
2015-10-24 10:00 |  | 7115 | 0 | 0 | 6 | 2 | 11
2015-10-24 11:00 |  | 7116 | 0 | 0 | 6 | 2 | 12
2015-10-24 12:00 |  | 7117 | 0 | 0 | 6 | 2 | 13
2015-10-24 13:00 |  | 7118 | 0 | 0 | 6 | 2 | 14
2015-10-24 14:00 |  | 7119 | 0 | 0 | 6 | 2 | 15
2015-10-24 15:00 |  | 7120 | 0 | 0 | 6 | 2 | 16
2015-10-24 16:00 |  | 7121 | 0 | 0 | 6 | 2 | 17
2015-10-24 17:00 |  | 7122 | 0 | 0 | 6 | 2 | 18
2015-10-24 18:00 |  | 7123 | 0 | 0 | 6 | 2 | 19
2015-10-24 19:00 |  | 7124 | 0 | 0 | 6 | 2 | 20
2015-10-24 20:00 |  | 7125 | 0 | 0 | 6 | 2 | 21
2015-10-24 21:00 |  | 7126 | 0 | 0 | 6 | 2 | 22
2015-10-24 22:00 |  | 7127 | 0 | 0 | 6 | 2 | 23
2015-10-24 23:00 |  | 7128 | 0 | 0 | 6 | 2 | 24
2015-10-25 | Holiday | 7129 | 0 | 0 | 7 | 3 | 1
2015-10-25 01:00 |  | 7130 | 0 | 0 | 7 | 3 | 2
2015-10-25 02:00 |  | 7131 | 0 | 0 | 7 | 3 | 3
2015-10-25 03:00 |  | 7132 | 0 | 0 | 7 | 3 | 4
2015-10-25 04:00 |  | 7133 | 0 | 0 | 7 | 3 | 5
2015-10-25 05:00 |  | 7134 | 0 | 0 | 7 | 3 | 6
2015-10-25 06:00 |  | 7135 | 0 | 0 | 7 | 3 | 7
2015-10-25 07:00 |  | 7136 | 0 | 0 | 7 | 3 | 8
2015-10-25 08:00 |  | 7137 | 0 | 0 | 7 | 3 | 9
2015-10-25 09:00 |  | 7138 | 0 | 0 | 7 | 3 | 10
2015-10-25 10:00 |  | 7139 | 0 | 0 | 7 | 3 | 11
2015-10-25 11:00 |  | 7140 | 0 | 0 | 7 | 3 | 12
2015-10-25 12:00 |  | 7141 | 0 | 0 | 7 | 3 | 13
2015-10-25 13:00 |  | 7142 | 0 | 0 | 7 | 3 | 14
2015-10-25 14:00 |  | 7143 | 0 | 0 | 7 | 3 | 15
2015-10-25 15:00 |  | 7144 | 0 | 0 | 7 | 3 | 16
2015-10-25 16:00 |  | 7145 | 0 | 0 | 7 | 3 | 17
2015-10-25 17:00 |  | 7146 | 0 | 0 | 7 | 3 | 18
2015-10-25 18:00 |  | 7147 | 0 | 0 | 7 | 3 | 19
2015-10-25 19:00 |  | 7148 | 0 | 0 | 7 | 3 | 20
2015-10-25 20:00 |  | 7149 | 0 | 0 | 7 | 3 | 21
2015-10-25 21:00 |  | 7150 | 0 | 0 | 7 | 3 | 22
2015-10-25 22:00 |  | 7151 | 0 | 0 | 7 | 3 | 23
2015-10-25 23:00 |  | 7152 | 0 | 0 | 7 | 3 | 24
2015-10-26 | Workday | 7153 | 0 | 0 | 1 | 1 | 1
2015-10-26 01:00 |  | 7154 | 0 | 0 | 1 | 1 | 2
2015-10-26 02:00 |  | 7155 | 0 | 0 | 1 | 1 | 3
2015-10-26 03:00 |  | 7156 | 0 | 0 | 1 | 1 | 4
2015-10-26 04:00 |  | 7157 | 0 | 0 | 1 | 1 | 5
2015-10-26 05:00 |  | 7158 | 0 | 0 | 1 | 1 | 6
2015-10-26 06:00 |  | 7159 | 0 | 0 | 1 | 1 | 7
2015-10-26 07:00 |  | 7160 | 0 | 0 | 1 | 1 | 8
2015-10-26 08:00 |  | 7161 | 0 | 0 | 1 | 1 | 9
2015-10-26 09:00 |  | 7162 | 0 | 0 | 1 | 1 | 10
2015-10-26 10:00 |  | 7163 | 0 | 0 | 1 | 1 | 11
2015-10-26 11:00 |  | 7164 | 0 | 0 | 1 | 1 | 12
2015-10-26 12:00 |  | 7165 | 0 | 0 | 1 | 1 | 13
2015-10-26 13:00 |  | 7166 | 0 | 0 | 1 | 1 | 14
2015-10-26 14:00 |  | 7167 | 0 | 0 | 1 | 1 | 15
2015-10-26 15:00 |  | 7168 | 0 | 0 | 1 | 1 | 16
2015-10-26 16:00 |  | 7169 | 0 | 0 | 1 | 1 | 17
2015-10-26 17:00 |  | 7170 | 0 | 0 | 1 | 1 | 18
2015-10-26 18:00 |  | 7171 | 0 | 0 | 1 | 1 | 19
2015-10-26 19:00 |  | 7172 | 0 | 0 | 1 | 1 | 20
2015-10-26 20:00 |  | 7173 | 0 | 0 | 1 | 1 | 21
2015-10-26 21:00 |  | 7174 | 0 | 0 | 1 | 1 | 22
2015-10-26 22:00 |  | 7175 | 0 | 0 | 1 | 1 | 23
2015-10-26 23:00 |  | 7176 | 0 | 0 | 1 | 1 | 24
2015-10-27 | Workday | 7177 | 0 | 0 | 2 | 1 | 1
2015-10-27 01:00 |  | 7178 | 0 | 0 | 2 | 1 | 2
2015-10-27 02:00 |  | 7179 | 0 | 0 | 2 | 1 | 3
2015-10-27 03:00 |  | 7180 | 0 | 0 | 2 | 1 | 4
2015-10-27 04:00 |  | 7181 | 0 | 0 | 2 | 1 | 5
2015-10-27 05:00 |  | 7182 | 0 | 0 | 2 | 1 | 6
2015-10-27 06:00 |  | 7183 | 0 | 0 | 2 | 1 | 7
2015-10-27 07:00 |  | 7184 | 0 | 0 | 2 | 1 | 8
2015-10-27 08:00 |  | 7185 | 0 | 0 | 2 | 1 | 9
2015-10-27 09:00 |  | 7186 | 0 | 0 | 2 | 1 | 10
2015-10-27 10:00 |  | 7187 | 0 | 0 | 2 | 1 | 11
2015-10-27 11:00 |  | 7188 | 0 | 0 | 2 | 1 | 12
2015-10-27 12:00 |  | 7189 | 0 | 0 | 2 | 1 | 13
2015-10-27 13:00 |  | 7190 | 0 | 0 | 2 | 1 | 14
2015-10-27 14:00 |  | 7191 | 0 | 0 | 2 | 1 | 15
2015-10-27 15:00 |  | 7192 | 0 | 0 | 2 | 1 | 16
2015-10-27 16:00 |  | 7193 | 0 | 0 | 2 | 1 | 17
2015-10-27 17:00 |  | 7194 | 0 | 0 | 2 | 1 | 18
2015-10-27 18:00 |  | 7195 | 0 | 0 | 2 | 1 | 19
2015-10-27 19:00 |  | 7196 | 0 | 0 | 2 | 1 | 20
2015-10-27 20:00 |  | 7197 | 0 | 0 | 2 | 1 | 21
2015-10-27 21:00 |  | 7198 | 0 | 0 | 2 | 1 | 22
2015-10-27 22:00 |  | 7199 | 0 | 0 | 2 | 1 | 23
2015-10-27 23:00 |  | 7200 | 0 | 0 | 2 | 1 | 24
2015-10-28 | Workday | 7201 | 0 | 0 | 3 | 1 | 1
2015-10-28 01:00 |  | 7202 | 0 | 0 | 3 | 1 | 2
2015-10-28 02:00 |  | 7203 | 0 | 0 | 3 | 1 | 3
2015-10-28 03:00 |  | 7204 | 0 | 0 | 3 | 1 | 4
2015-10-28 04:00 |  | 7205 | 0 | 0 | 3 | 1 | 5
2015-10-28 05:00 |  | 7206 | 0 | 0 | 3 | 1 | 6
2015-10-28 06:00 |  | 7207 | 0 | 0 | 3 | 1 | 7
2015-10-28 07:00 |  | 7208 | 0 | 0 | 3 | 1 | 8
2015-10-28 08:00 |  | 7209 | 0 | 0 | 3 | 1 | 9
2015-10-28 09:00 |  | 7210 | 0 | 0 | 3 | 1 | 10
2015-10-28 10:00 |  | 7211 | 0 | 0 | 3 | 1 | 11
2015-10-28 11:00 |  | 7212 | 0 | 0 | 3 | 1 | 12
2015-10-28 12:00 |  | 7213 | 0 | 0 | 3 | 1 | 13
2015-10-28 13:00 |  | 7214 | 0 | 0 | 3 | 1 | 14
2015-10-28 14:00 |  | 7215 | 0 | 0 | 3 | 1 | 15
2015-10-28 15:00 |  | 7216 | 0 | 0 | 3 | 1 | 16
2015-10-28 16:00 |  | 7217 | 0 | 0 | 3 | 1 | 17
2015-10-28 17:00 |  | 7218 | 0 | 0 | 3 | 1 | 18
2015-10-28 18:00 |  | 7219 | 0 | 0 | 3 | 1 | 19
2015-10-28 19:00 |  | 7220 | 0 | 0 | 3 | 1 | 20
2015-10-28 20:00 |  | 7221 | 0 | 0 | 3 | 1 | 21
2015-10-28 21:00 |  | 7222 | 0 | 0 | 3 | 1 | 22
2015-10-28 22:00 |  | 7223 | 0 | 0 | 3 | 1 | 23
2015-10-28 23:00 |  | 7224 | 0 | 0 | 3 | 1 | 24
2015-10-29 | Workday | 7225 | 0 | 0 | 4 | 1 | 1
2015-10-29 01:00 |  | 7226 | 0 | 0 | 4 | 1 | 2
2015-10-29 02:00 |  | 7227 | 0 | 0 | 4 | 1 | 3
2015-10-29 03:00 |  | 7228 | 0 | 0 | 4 | 1 | 4
2015-10-29 04:00 |  | 7229 | 0 | 0 | 4 | 1 | 5
2015-10-29 05:00 |  | 7230 | 0 | 0 | 4 | 1 | 6
2015-10-29 06:00 |  | 7231 | 0 | 0 | 4 | 1 | 7
2015-10-29 07:00 |  | 7232 | 0 | 0 | 4 | 1 | 8
2015-10-29 08:00 |  | 7233 | 0 | 0 | 4 | 1 | 9
2015-10-29 09:00 |  | 7234 | 0 | 0 | 4 | 1 | 10
2015-10-29 10:00 |  | 7235 | 0 | 0 | 4 | 1 | 11
2015-10-29 11:00 |  | 7236 | 0 | 0 | 4 | 1 | 12
2015-10-29 12:00 |  | 7237 | 0 | 0 | 4 | 1 | 13
2015-10-29 13:00 |  | 7238 | 0 | 0 | 4 | 1 | 14
2015-10-29 14:00 |  | 7239 | 0 | 0 | 4 | 1 | 15
2015-10-29 15:00 |  | 7240 | 0 | 0 | 4 | 1 | 16
2015-10-29 16:00 |  | 7241 | 0 | 0 | 4 | 1 | 17
2015-10-29 17:00 |  | 7242 | 0 | 0 | 4 | 1 | 18
2015-10-29 18:00 |  | 7243 | 0 | 0 | 4 | 1 | 19
2015-10-29 19:00 |  | 7244 | 0 | 0 | 4 | 1 | 20
2015-10-29 20:00 |  | 7245 | 0 | 0 | 4 | 1 | 21
2015-10-29 21:00 |  | 7246 | 0 | 0 | 4 | 1 | 22
2015-10-29 22:00 |  | 7247 | 0 | 0 | 4 | 1 | 23
2015-10-29 23:00 |  | 7248 | 0 | 0 | 4 | 1 | 24
2015-10-30 | Workday | 7249 | 0 | 0 | 5 | 1 | 1
2015-10-30 01:00 |  | 7250 | 0 | 0 | 5 | 1 | 2
2015-10-30 02:00 |  | 7251 | 0 | 0 | 5 | 1 | 3
2015-10-30 03:00 |  | 7252 | 0 | 0 | 5 | 1 | 4
2015-10-30 04:00 |  | 7253 | 0 | 0 | 5 | 1 | 5
2015-10-30 05:00 |  | 7254 | 0 | 0 | 5 | 1 | 6
2015-10-30 06:00 |  | 7255 | 0 | 0 | 5 | 1 | 7
2015-10-30 07:00 |  | 7256 | 0 | 0 | 5 | 1 | 8
2015-10-30 08:00 |  | 7257 | 0 | 0 | 5 | 1 | 9
2015-10-30 09:00 |  | 7258 | 0 | 0 | 5 | 1 | 10
2015-10-30 10:00 |  | 7259 | 0 | 0 | 5 | 1 | 11
2015-10-30 11:00 |  | 7260 | 0 | 0 | 5 | 1 | 12
2015-10-30 12:00 |  | 7261 | 0 | 0 | 5 | 1 | 13
2015-10-30 13:00 |  | 7262 | 0 | 0 | 5 | 1 | 14
2015-10-30 14:00 |  | 7263 | 0 | 0 | 5 | 1 | 15
2015-10-30 15:00 |  | 7264 | 0 | 0 | 5 | 1 | 16
2015-10-30 16:00 |  | 7265 | 0 | 0 | 5 | 1 | 17
2015-10-30 17:00 |  | 7266 | 0 | 0 | 5 | 1 | 18
2015-10-30 18:00 |  | 7267 | 0 | 0 | 5 | 1 | 19
2015-10-30 19:00 |  | 7268 | 0 | 0 | 5 | 1 | 20
2015-10-30 20:00 |  | 7269 | 0 | 0 | 5 | 1 | 21
2015-10-30 21:00 |  | 7270 | 0 | 0 | 5 | 1 | 22
2015-10-30 22:00 |  | 7271 | 0 | 0 | 5 | 1 | 23
2015-10-30 23:00 |  | 7272 | 0 | 0 | 5 | 1 | 24
2015-10-31 | Saturday | 7273 | 0 | 0 | 6 | 2 | 1
2015-10-31 01:00 |  | 7274 | 0 | 0 | 6 | 2 | 2
2015-10-31 02:00 |  | 7275 | 0 | 0 | 6 | 2 | 3
2015-10-31 03:00 |  | 7276 | 0 | 0 | 6 | 2 | 4
2015-10-31 04:00 |  | 7277 | 0 | 0 | 6 | 2 | 5
2015-10-31 05:00 |  | 7278 | 0 | 0 | 6 | 2 | 6
2015-10-31 06:00 |  | 7279 | 0 | 0 | 6 | 2 | 7
2015-10-31 07:00 |  | 7280 | 0 | 0 | 6 | 2 | 8
2015-10-31 08:00 |  | 7281 | 0 | 0 | 6 | 2 | 9
2015-10-31 09:00 |  | 7282 | 0 | 0 | 6 | 2 | 10
2015-10-31 10:00 |  | 7283 | 0 | 0 | 6 | 2 | 11
2015-10-31 11:00 |  | 7284 | 0 | 0 | 6 | 2 | 12
2015-10-31 12:00 |  | 7285 | 0 | 0 | 6 | 2 | 13
2015-10-31 13:00 |  | 7286 | 0 | 0 | 6 | 2 | 14
2015-10-31 14:00 |  | 7287 | 0 | 0 | 6 | 2 | 15
2015-10-31 15:00 |  | 7288 | 0 | 0 | 6 | 2 | 16
2015-10-31 16:00 |  | 7289 | 0 | 0 | 6 | 2 | 17
2015-10-31 17:00 |  | 7290 | 0 | 0 | 6 | 2 | 18
2015-10-31 18:00 |  | 7291 | 0 | 0 | 6 | 2 | 19
2015-10-31 19:00 |  | 7292 | 0 | 0 | 6 | 2 | 20
2015-10-31 20:00 |  | 7293 | 0 | 0 | 6 | 2 | 21
2015-10-31 21:00 |  | 7294 | 0 | 0 | 6 | 2 | 22
2015-10-31 22:00 |  | 7295 | 0 | 0 | 6 | 2 | 23
2015-10-31 23:00 |  | 7296 | 0 | 0 | 6 | 2 | 24
2015-11-01 | Holiday | 7297 | 0 | 0 | 7 | 3 | 1
2015-11-01 01:00 |  | 7298 | 0 | 0 | 7 | 3 | 2
2015-11-01 02:00 |  | 7299 | 0 | 0 | 7 | 3 | 3
2015-11-01 03:00 |  | 7300 | 0 | 0 | 7 | 3 | 4
2015-11-01 04:00 |  | 7301 | 0 | 0 | 7 | 3 | 5
2015-11-01 05:00 |  | 7302 | 0 | 0 | 7 | 3 | 6
2015-11-01 06:00 |  | 7303 | 0 | 0 | 7 | 3 | 7
2015-11-01 07:00 |  | 7304 | 0 | 0 | 7 | 3 | 8
2015-11-01 08:00 |  | 7305 | 0 | 0 | 7 | 3 | 9
2015-11-01 09:00 |  | 7306 | 0 | 0 | 7 | 3 | 10
2015-11-01 10:00 |  | 7307 | 0 | 0 | 7 | 3 | 11
2015-11-01 11:00 |  | 7308 | 0 | 0 | 7 | 3 | 12
2015-11-01 12:00 |  | 7309 | 0 | 0 | 7 | 3 | 13
2015-11-01 13:00 |  | 7310 | 0 | 0 | 7 | 3 | 14
2015-11-01 14:00 |  | 7311 | 0 | 0 | 7 | 3 | 15
2015-11-01 15:00 |  | 7312 | 0 | 0 | 7 | 3 | 16
2015-11-01 16:00 |  | 7313 | 0 | 0 | 7 | 3 | 17
2015-11-01 17:00 |  | 7314 | 0 | 0 | 7 | 3 | 18
2015-11-01 18:00 |  | 7315 | 0 | 0 | 7 | 3 | 19
2015-11-01 19:00 |  | 7316 | 0 | 0 | 7 | 3 | 20
2015-11-01 20:00 |  | 7317 | 0 | 0 | 7 | 3 | 21
2015-11-01 21:00 |  | 7318 | 0 | 0 | 7 | 3 | 22
2015-11-01 22:00 |  | 7319 | 0 | 0 | 7 | 3 | 23
2015-11-01 23:00 |  | 7320 | 0 | 0 | 7 | 3 | 24
2015-11-02 | Workday | 7321 | 0 | 0 | 1 | 1 | 1
2015-11-02 01:00 |  | 7322 | 0 | 0 | 1 | 1 | 2
2015-11-02 02:00 |  | 7323 | 0 | 0 | 1 | 1 | 3
2015-11-02 03:00 |  | 7324 | 0 | 0 | 1 | 1 | 4
2015-11-02 04:00 |  | 7325 | 0 | 0 | 1 | 1 | 5
2015-11-02 05:00 |  | 7326 | 0 | 0 | 1 | 1 | 6
2015-11-02 06:00 |  | 7327 | 0 | 0 | 1 | 1 | 7
2015-11-02 07:00 |  | 7328 | 0 | 0 | 1 | 1 | 8
2015-11-02 08:00 |  | 7329 | 0 | 0 | 1 | 1 | 9
2015-11-02 09:00 |  | 7330 | 0 | 0 | 1 | 1 | 10
2015-11-02 10:00 |  | 7331 | 0 | 0 | 1 | 1 | 11
2015-11-02 11:00 |  | 7332 | 0 | 0 | 1 | 1 | 12
2015-11-02 12:00 |  | 7333 | 0 | 0 | 1 | 1 | 13
2015-11-02 13:00 |  | 7334 | 0 | 0 | 1 | 1 | 14
2015-11-02 14:00 |  | 7335 | 0 | 0 | 1 | 1 | 15
2015-11-02 15:00 |  | 7336 | 0 | 0 | 1 | 1 | 16
2015-11-02 16:00 |  | 7337 | 0 | 0 | 1 | 1 | 17
2015-11-02 17:00 |  | 7338 | 0 | 0 | 1 | 1 | 18
2015-11-02 18:00 |  | 7339 | 0 | 0 | 1 | 1 | 19
2015-11-02 19:00 |  | 7340 | 0 | 0 | 1 | 1 | 20
2015-11-02 20:00 |  | 7341 | 0 | 0 | 1 | 1 | 21
2015-11-02 21:00 |  | 7342 | 0 | 0 | 1 | 1 | 22
2015-11-02 22:00 |  | 7343 | 0 | 0 | 1 | 1 | 23
2015-11-02 23:00 |  | 7344 | 0 | 0 | 1 | 1 | 24
2015-11-03 | Workday | 7345 | 0 | 0 | 2 | 1 | 1
2015-11-03 01:00 |  | 7346 | 0 | 0 | 2 | 1 | 2
2015-11-03 02:00 |  | 7347 | 0 | 0 | 2 | 1 | 3
2015-11-03 03:00 |  | 7348 | 0 | 0 | 2 | 1 | 4
2015-11-03 04:00 |  | 7349 | 0 | 0 | 2 | 1 | 5
2015-11-03 05:00 |  | 7350 | 0 | 0 | 2 | 1 | 6
2015-11-03 06:00 |  | 7351 | 0 | 0 | 2 | 1 | 7
2015-11-03 07:00 |  | 7352 | 0 | 0 | 2 | 1 | 8
2015-11-03 08:00 |  | 7353 | 0 | 0 | 2 | 1 | 9
2015-11-03 09:00 |  | 7354 | 0 | 0 | 2 | 1 | 10
2015-11-03 10:00 |  | 7355 | 0 | 0 | 2 | 1 | 11
2015-11-03 11:00 |  | 7356 | 0 | 0 | 2 | 1 | 12
2015-11-03 12:00 |  | 7357 | 0 | 0 | 2 | 1 | 13
2015-11-03 13:00 |  | 7358 | 0 | 0 | 2 | 1 | 14
2015-11-03 14:00 |  | 7359 | 0 | 0 | 2 | 1 | 15
2015-11-03 15:00 |  | 7360 | 0 | 0 | 2 | 1 | 16
2015-11-03 16:00 |  | 7361 | 0 | 0 | 2 | 1 | 17
2015-11-03 17:00 |  | 7362 | 0 | 0 | 2 | 1 | 18
2015-11-03 18:00 |  | 7363 | 0 | 0 | 2 | 1 | 19
2015-11-03 19:00 |  | 7364 | 0 | 0 | 2 | 1 | 20
2015-11-03 20:00 |  | 7365 | 0 | 0 | 2 | 1 | 21
2015-11-03 21:00 |  | 7366 | 0 | 0 | 2 | 1 | 22
2015-11-03 22:00 |  | 7367 | 0 | 0 | 2 | 1 | 23
2015-11-03 23:00 |  | 7368 | 0 | 0 | 2 | 1 | 24
2015-11-04 | Workday | 7369 | 0 | 0 | 3 | 1 | 1
2015-11-04 01:00 |  | 7370 | 0 | 0 | 3 | 1 | 2
2015-11-04 02:00 |  | 7371 | 0 | 0 | 3 | 1 | 3
2015-11-04 03:00 |  | 7372 | 0 | 0 | 3 | 1 | 4
2015-11-04 04:00 |  | 7373 | 0 | 0 | 3 | 1 | 5
2015-11-04 05:00 |  | 7374 | 0 | 0 | 3 | 1 | 6
2015-11-04 06:00 |  | 7375 | 0 | 0 | 3 | 1 | 7
2015-11-04 07:00 |  | 7376 | 0 | 0 | 3 | 1 | 8
2015-11-04 08:00 |  | 7377 | 0 | 0 | 3 | 1 | 9
2015-11-04 09:00 |  | 7378 | 0 | 0 | 3 | 1 | 10
2015-11-04 10:00 |  | 7379 | 0 | 0 | 3 | 1 | 11
2015-11-04 11:00 |  | 7380 | 0 | 0 | 3 | 1 | 12
2015-11-04 12:00 |  | 7381 | 0 | 0 | 3 | 1 | 13
2015-11-04 13:00 |  | 7382 | 0 | 0 | 3 | 1 | 14
2015-11-04 14:00 |  | 7383 | 0 | 0 | 3 | 1 | 15
2015-11-04 15:00 |  | 7384 | 0 | 0 | 3 | 1 | 16
2015-11-04 16:00 |  | 7385 | 0 | 0 | 3 | 1 | 17
2015-11-04 17:00 |  | 7386 | 0 | 0 | 3 | 1 | 18
2015-11-04 18:00 |  | 7387 | 0 | 0 | 3 | 1 | 19
2015-11-04 19:00 |  | 7388 | 0 | 0 | 3 | 1 | 20
2015-11-04 20:00 |  | 7389 | 0 | 0 | 3 | 1 | 21
2015-11-04 21:00 |  | 7390 | 0 | 0 | 3 | 1 | 22
2015-11-04 22:00 |  | 7391 | 0 | 0 | 3 | 1 | 23
2015-11-04 23:00 |  | 7392 | 0 | 0 | 3 | 1 | 24
2015-11-05 | Workday | 7393 | 0 | 0 | 4 | 1 | 1
2015-11-05 01:00 |  | 7394 | 0 | 0 | 4 | 1 | 2
2015-11-05 02:00 |  | 7395 | 0 | 0 | 4 | 1 | 3
2015-11-05 03:00 |  | 7396 | 0 | 0 | 4 | 1 | 4
2015-11-05 04:00 |  | 7397 | 0 | 0 | 4 | 1 | 5
2015-11-05 05:00 |  | 7398 | 0 | 0 | 4 | 1 | 6
2015-11-05 06:00 |  | 7399 | 0 | 0 | 4 | 1 | 7
2015-11-05 07:00 |  | 7400 | 0 | 0 | 4 | 1 | 8
2015-11-05 08:00 |  | 7401 | 0 | 0 | 4 | 1 | 9
2015-11-05 09:00 |  | 7402 | 0 | 0 | 4 | 1 | 10
2015-11-05 10:00 |  | 7403 | 0 | 0 | 4 | 1 | 11
2015-11-05 11:00 |  | 7404 | 0 | 0 | 4 | 1 | 12
2015-11-05 12:00 |  | 7405 | 0 | 0 | 4 | 1 | 13
2015-11-05 13:00 |  | 7406 | 0 | 0 | 4 | 1 | 14
2015-11-05 14:00 |  | 7407 | 0 | 0 | 4 | 1 | 15
2015-11-05 15:00 |  | 7408 | 0 | 0 | 4 | 1 | 16
2015-11-05 16:00 |  | 7409 | 0 | 0 | 4 | 1 | 17
2015-11-05 17:00 |  | 7410 | 0 | 0 | 4 | 1 | 18
2015-11-05 18:00 |  | 7411 | 0 | 0 | 4 | 1 | 19
2015-11-05 19:00 |  | 7412 | 0 | 0 | 4 | 1 | 20
2015-11-05 20:00 |  | 7413 | 0 | 0 | 4 | 1 | 21
2015-11-05 21:00 |  | 7414 | 0 | 0 | 4 | 1 | 22
2015-11-05 22:00 |  | 7415 | 0 | 0 | 4 | 1 | 23
2015-11-05 23:00 |  | 7416 | 0 | 0 | 4 | 1 | 24
2015-11-06 | Workday | 7417 | 0 | 0 | 5 | 1 | 1
2015-11-06 01:00 |  | 7418 | 0 | 0 | 5 | 1 | 2
2015-11-06 02:00 |  | 7419 | 0 | 0 | 5 | 1 | 3
2015-11-06 03:00 |  | 7420 | 0 | 0 | 5 | 1 | 4
2015-11-06 04:00 |  | 7421 | 0 | 0 | 5 | 1 | 5
2015-11-06 05:00 |  | 7422 | 0 | 0 | 5 | 1 | 6
2015-11-06 06:00 |  | 7423 | 0 | 0 | 5 | 1 | 7
2015-11-06 07:00 |  | 7424 | 0 | 0 | 5 | 1 | 8
2015-11-06 08:00 |  | 7425 | 0 | 0 | 5 | 1 | 9
2015-11-06 09:00 |  | 7426 | 0 | 0 | 5 | 1 | 10
2015-11-06 10:00 |  | 7427 | 0 | 0 | 5 | 1 | 11
2015-11-06 11:00 |  | 7428 | 0 | 0 | 5 | 1 | 12
2015-11-06 12:00 |  | 7429 | 0 | 0 | 5 | 1 | 13
2015-11-06 13:00 |  | 7430 | 0 | 0 | 5 | 1 | 14
2015-11-06 14:00 |  | 7431 | 0 | 0 | 5 | 1 | 15
2015-11-06 15:00 |  | 7432 | 0 | 0 | 5 | 1 | 16
2015-11-06 16:00 |  | 7433 | 0 | 0 | 5 | 1 | 17
2015-11-06 17:00 |  | 7434 | 0 | 0 | 5 | 1 | 18
2015-11-06 18:00 |  | 7435 | 0 | 0 | 5 | 1 | 19
2015-11-06 19:00 |  | 7436 | 0 | 0 | 5 | 1 | 20
2015-11-06 20:00 |  | 7437 | 0 | 0 | 5 | 1 | 21
2015-11-06 21:00 |  | 7438 | 0 | 0 | 5 | 1 | 22
2015-11-06 22:00 |  | 7439 | 0 | 0 | 5 | 1 | 23
2015-11-06 23:00 |  | 7440 | 0 | 0 | 5 | 1 | 24
2015-11-07 | Saturday | 7441 | 0 | 0 | 6 | 2 | 1
2015-11-07 01:00 |  | 7442 | 0 | 0 | 6 | 2 | 2
2015-11-07 02:00 |  | 7443 | 0 | 0 | 6 | 2 | 3
2015-11-07 03:00 |  | 7444 | 0 | 0 | 6 | 2 | 4
2015-11-07 04:00 |  | 7445 | 0 | 0 | 6 | 2 | 5
2015-11-07 05:00 |  | 7446 | 0 | 0 | 6 | 2 | 6
2015-11-07 06:00 |  | 7447 | 0 | 0 | 6 | 2 | 7
2015-11-07 07:00 |  | 7448 | 0 | 0 | 6 | 2 | 8
2015-11-07 08:00 |  | 7449 | 0 | 0 | 6 | 2 | 9
2015-11-07 09:00 |  | 7450 | 0 | 0 | 6 | 2 | 10
2015-11-07 10:00 |  | 7451 | 0 | 0 | 6 | 2 | 11
2015-11-07 11:00 |  | 7452 | 0 | 0 | 6 | 2 | 12
2015-11-07 12:00 |  | 7453 | 0 | 0 | 6 | 2 | 13
2015-11-07 13:00 |  | 7454 | 0 | 0 | 6 | 2 | 14
2015-11-07 14:00 |  | 7455 | 0 | 0 | 6 | 2 | 15
2015-11-07 15:00 |  | 7456 | 0 | 0 | 6 | 2 | 16
2015-11-07 16:00 |  | 7457 | 0 | 0 | 6 | 2 | 17
2015-11-07 17:00 |  | 7458 | 0 | 0 | 6 | 2 | 18
2015-11-07 18:00 |  | 7459 | 0 | 0 | 6 | 2 | 19
2015-11-07 19:00 |  | 7460 | 0 | 0 | 6 | 2 | 20
2015-11-07 20:00 |  | 7461 | 0 | 0 | 6 | 2 | 21
2015-11-07 21:00 |  | 7462 | 0 | 0 | 6 | 2 | 22
2015-11-07 22:00 |  | 7463 | 0 | 0 | 6 | 2 | 23
2015-11-07 23:00 |  | 7464 | 0 | 0 | 6 | 2 | 24
2015-11-08 | Holiday | 7465 | 0 | 0 | 7 | 3 | 1
2015-11-08 01:00 |  | 7466 | 0 | 0 | 7 | 3 | 2
2015-11-08 02:00 |  | 7467 | 0 | 0 | 7 | 3 | 3
2015-11-08 03:00 |  | 7468 | 0 | 0 | 7 | 3 | 4
2015-11-08 04:00 |  | 7469 | 0 | 0 | 7 | 3 | 5
2015-11-08 05:00 |  | 7470 | 0 | 0 | 7 | 3 | 6
2015-11-08 06:00 |  | 7471 | 0 | 0 | 7 | 3 | 7
2015-11-08 07:00 |  | 7472 | 0 | 0 | 7 | 3 | 8
2015-11-08 08:00 |  | 7473 | 0 | 0 | 7 | 3 | 9
2015-11-08 09:00 |  | 7474 | 0 | 0 | 7 | 3 | 10
2015-11-08 10:00 |  | 7475 | 0 | 0 | 7 | 3 | 11
2015-11-08 11:00 |  | 7476 | 0 | 0 | 7 | 3 | 12
2015-11-08 12:00 |  | 7477 | 0 | 0 | 7 | 3 | 13
2015-11-08 13:00 |  | 7478 | 0 | 0 | 7 | 3 | 14
2015-11-08 14:00 |  | 7479 | 0 | 0 | 7 | 3 | 15
2015-11-08 15:00 |  | 7480 | 0 | 0 | 7 | 3 | 16
2015-11-08 16:00 |  | 7481 | 0 | 0 | 7 | 3 | 17
2015-11-08 17:00 |  | 7482 | 0 | 0 | 7 | 3 | 18
2015-11-08 18:00 |  | 7483 | 0 | 0 | 7 | 3 | 19
2015-11-08 19:00 |  | 7484 | 0 | 0 | 7 | 3 | 20
2015-11-08 20:00 |  | 7485 | 0 | 0 | 7 | 3 | 21
2015-11-08 21:00 |  | 7486 | 0 | 0 | 7 | 3 | 22
2015-11-08 22:00 |  | 7487 | 0 | 0 | 7 | 3 | 23
2015-11-08 23:00 |  | 7488 | 0 | 0 | 7 | 3 | 24
2015-11-09 | Workday | 7489 | 0 | 0 | 1 | 1 | 1
2015-11-09 01:00 |  | 7490 | 0 | 0 | 1 | 1 | 2
2015-11-09 02:00 |  | 7491 | 0 | 0 | 1 | 1 | 3
2015-11-09 03:00 |  | 7492 | 0 | 0 | 1 | 1 | 4
2015-11-09 04:00 |  | 7493 | 0 | 0 | 1 | 1 | 5
2015-11-09 05:00 |  | 7494 | 0 | 0 | 1 | 1 | 6
2015-11-09 06:00 |  | 7495 | 0 | 0 | 1 | 1 | 7
2015-11-09 07:00 |  | 7496 | 0 | 0 | 1 | 1 | 8
2015-11-09 08:00 |  | 7497 | 0 | 0 | 1 | 1 | 9
2015-11-09 09:00 |  | 7498 | 0 | 0 | 1 | 1 | 10
2015-11-09 10:00 |  | 7499 | 0 | 0 | 1 | 1 | 11
2015-11-09 11:00 |  | 7500 | 0 | 0 | 1 | 1 | 12
2015-11-09 12:00 |  | 7501 | 0 | 0 | 1 | 1 | 13
2015-11-09 13:00 |  | 7502 | 0 | 0 | 1 | 1 | 14
2015-11-09 14:00 |  | 7503 | 0 | 0 | 1 | 1 | 15
2015-11-09 15:00 |  | 7504 | 0 | 0 | 1 | 1 | 16
2015-11-09 16:00 |  | 7505 | 0 | 0 | 1 | 1 | 17
2015-11-09 17:00 |  | 7506 | 0 | 0 | 1 | 1 | 18
2015-11-09 18:00 |  | 7507 | 0 | 0 | 1 | 1 | 19
2015-11-09 19:00 |  | 7508 | 0 | 0 | 1 | 1 | 20
2015-11-09 20:00 |  | 7509 | 0 | 0 | 1 | 1 | 21
2015-11-09 21:00 |  | 7510 | 0 | 0 | 1 | 1 | 22
2015-11-09 22:00 |  | 7511 | 0 | 0 | 1 | 1 | 23
2015-11-09 23:00 |  | 7512 | 0 | 0 | 1 | 1 | 24
2015-11-10 | Workday | 7513 | 0 | 0 | 2 | 1 | 1
2015-11-10 01:00 |  | 7514 | 0 | 0 | 2 | 1 | 2
2015-11-10 02:00 |  | 7515 | 0 | 0 | 2 | 1 | 3
2015-11-10 03:00 |  | 7516 | 0 | 0 | 2 | 1 | 4
2015-11-10 04:00 |  | 7517 | 0 | 0 | 2 | 1 | 5
2015-11-10 05:00 |  | 7518 | 0 | 0 | 2 | 1 | 6
2015-11-10 06:00 |  | 7519 | 0 | 0 | 2 | 1 | 7
2015-11-10 07:00 |  | 7520 | 0 | 0 | 2 | 1 | 8
2015-11-10 08:00 |  | 7521 | 0 | 0 | 2 | 1 | 9
2015-11-10 09:00 |  | 7522 | 0 | 0 | 2 | 1 | 10
2015-11-10 10:00 |  | 7523 | 0 | 0 | 2 | 1 | 11
2015-11-10 11:00 |  | 7524 | 0 | 0 | 2 | 1 | 12
2015-11-10 12:00 |  | 7525 | 0 | 0 | 2 | 1 | 13
2015-11-10 13:00 |  | 7526 | 0 | 0 | 2 | 1 | 14
2015-11-10 14:00 |  | 7527 | 0 | 0 | 2 | 1 | 15
2015-11-10 15:00 |  | 7528 | 0 | 0 | 2 | 1 | 16
2015-11-10 16:00 |  | 7529 | 0 | 0 | 2 | 1 | 17
2015-11-10 17:00 |  | 7530 | 0 | 0 | 2 | 1 | 18
2015-11-10 18:00 |  | 7531 | 0 | 0 | 2 | 1 | 19
2015-11-10 19:00 |  | 7532 | 0 | 0 | 2 | 1 | 20
2015-11-10 20:00 |  | 7533 | 0 | 0 | 2 | 1 | 21
2015-11-10 21:00 |  | 7534 | 0 | 0 | 2 | 1 | 22
2015-11-10 22:00 |  | 7535 | 0 | 0 | 2 | 1 | 23
2015-11-10 23:00 |  | 7536 | 0 | 0 | 2 | 1 | 24
2015-11-11 | Workday | 7537 | 0 | 0 | 3 | 1 | 1
2015-11-11 01:00 |  | 7538 | 0 | 0 | 3 | 1 | 2
2015-11-11 02:00 |  | 7539 | 0 | 0 | 3 | 1 | 3
2015-11-11 03:00 |  | 7540 | 0 | 0 | 3 | 1 | 4
2015-11-11 04:00 |  | 7541 | 0 | 0 | 3 | 1 | 5
2015-11-11 05:00 |  | 7542 | 0 | 0 | 3 | 1 | 6
2015-11-11 06:00 |  | 7543 | 0 | 0 | 3 | 1 | 7
2015-11-11 07:00 |  | 7544 | 0 | 0 | 3 | 1 | 8
2015-11-11 08:00 |  | 7545 | 0 | 0 | 3 | 1 | 9
2015-11-11 09:00 |  | 7546 | 0 | 0 | 3 | 1 | 10
2015-11-11 10:00 |  | 7547 | 0 | 0 | 3 | 1 | 11
2015-11-11 11:00 |  | 7548 | 0 | 0 | 3 | 1 | 12
2015-11-11 12:00 |  | 7549 | 0 | 0 | 3 | 1 | 13
2015-11-11 13:00 |  | 7550 | 0 | 0 | 3 | 1 | 14
2015-11-11 14:00 |  | 7551 | 0 | 0 | 3 | 1 | 15
2015-11-11 15:00 |  | 7552 | 0 | 0 | 3 | 1 | 16
2015-11-11 16:00 |  | 7553 | 0 | 0 | 3 | 1 | 17
2015-11-11 17:00 |  | 7554 | 0 | 0 | 3 | 1 | 18
2015-11-11 18:00 |  | 7555 | 0 | 0 | 3 | 1 | 19
2015-11-11 19:00 |  | 7556 | 0 | 0 | 3 | 1 | 20
2015-11-11 20:00 |  | 7557 | 0 | 0 | 3 | 1 | 21
2015-11-11 21:00 |  | 7558 | 0 | 0 | 3 | 1 | 22
2015-11-11 22:00 |  | 7559 | 0 | 0 | 3 | 1 | 23
2015-11-11 23:00 |  | 7560 | 0 | 0 | 3 | 1 | 24
2015-11-12 | Workday | 7561 | 0 | 0 | 4 | 1 | 1
2015-11-12 01:00 |  | 7562 | 0 | 0 | 4 | 1 | 2
2015-11-12 02:00 |  | 7563 | 0 | 0 | 4 | 1 | 3
2015-11-12 03:00 |  | 7564 | 0 | 0 | 4 | 1 | 4
2015-11-12 04:00 |  | 7565 | 0 | 0 | 4 | 1 | 5
2015-11-12 05:00 |  | 7566 | 0 | 0 | 4 | 1 | 6
2015-11-12 06:00 |  | 7567 | 0 | 0 | 4 | 1 | 7
2015-11-12 07:00 |  | 7568 | 0 | 0 | 4 | 1 | 8
2015-11-12 08:00 |  | 7569 | 0 | 0 | 4 | 1 | 9
2015-11-12 09:00 |  | 7570 | 0 | 0 | 4 | 1 | 10
2015-11-12 10:00 |  | 7571 | 0 | 0 | 4 | 1 | 11
2015-11-12 11:00 |  | 7572 | 0 | 0 | 4 | 1 | 12
2015-11-12 12:00 |  | 7573 | 0 | 0 | 4 | 1 | 13
2015-11-12 13:00 |  | 7574 | 0 | 0 | 4 | 1 | 14
2015-11-12 14:00 |  | 7575 | 0 | 0 | 4 | 1 | 15
2015-11-12 15:00 |  | 7576 | 0 | 0 | 4 | 1 | 16
2015-11-12 16:00 |  | 7577 | 0 | 0 | 4 | 1 | 17
2015-11-12 17:00 |  | 7578 | 0 | 0 | 4 | 1 | 18
2015-11-12 18:00 |  | 7579 | 0 | 0 | 4 | 1 | 19
2015-11-12 19:00 |  | 7580 | 0 | 0 | 4 | 1 | 20
2015-11-12 20:00 |  | 7581 | 0 | 0 | 4 | 1 | 21
2015-11-12 21:00 |  | 7582 | 0 | 0 | 4 | 1 | 22
2015-11-12 22:00 |  | 7583 | 0 | 0 | 4 | 1 | 23
2015-11-12 23:00 |  | 7584 | 0 | 0 | 4 | 1 | 24
2015-11-13 | Workday | 7585 | 0 | 0 | 5 | 1 | 1
2015-11-13 01:00 |  | 7586 | 0 | 0 | 5 | 1 | 2
2015-11-13 02:00 |  | 7587 | 0 | 0 | 5 | 1 | 3
2015-11-13 03:00 |  | 7588 | 0 | 0 | 5 | 1 | 4
2015-11-13 04:00 |  | 7589 | 0 | 0 | 5 | 1 | 5
2015-11-13 05:00 |  | 7590 | 0 | 0 | 5 | 1 | 6
2015-11-13 06:00 |  | 7591 | 0 | 0 | 5 | 1 | 7
2015-11-13 07:00 |  | 7592 | 0 | 0 | 5 | 1 | 8
2015-11-13 08:00 |  | 7593 | 0 | 0 | 5 | 1 | 9
2015-11-13 09:00 |  | 7594 | 0 | 0 | 5 | 1 | 10
2015-11-13 10:00 |  | 7595 | 0 | 0 | 5 | 1 | 11
2015-11-13 11:00 |  | 7596 | 0 | 0 | 5 | 1 | 12
2015-11-13 12:00 |  | 7597 | 0 | 0 | 5 | 1 | 13
2015-11-13 13:00 |  | 7598 | 0 | 0 | 5 | 1 | 14
2015-11-13 14:00 |  | 7599 | 0 | 0 | 5 | 1 | 15
2015-11-13 15:00 |  | 7600 | 0 | 0 | 5 | 1 | 16
2015-11-13 16:00 |  | 7601 | 0 | 0 | 5 | 1 | 17
2015-11-13 17:00 |  | 7602 | 0 | 0 | 5 | 1 | 18
2015-11-13 18:00 |  | 7603 | 0 | 0 | 5 | 1 | 19
2015-11-13 19:00 |  | 7604 | 0 | 0 | 5 | 1 | 20
2015-11-13 20:00 |  | 7605 | 0 | 0 | 5 | 1 | 21
2015-11-13 21:00 |  | 7606 | 0 | 0 | 5 | 1 | 22
2015-11-13 22:00 |  | 7607 | 0 | 0 | 5 | 1 | 23
2015-11-13 23:00 |  | 7608 | 0 | 0 | 5 | 1 | 24
2015-11-14 | Saturday | 7609 | 0 | 0 | 6 | 2 | 1
2015-11-14 01:00 |  | 7610 | 0 | 0 | 6 | 2 | 2
2015-11-14 02:00 |  | 7611 | 0 | 0 | 6 | 2 | 3
2015-11-14 03:00 |  | 7612 | 0 | 0 | 6 | 2 | 4
2015-11-14 04:00 |  | 7613 | 0 | 0 | 6 | 2 | 5
2015-11-14 05:00 |  | 7614 | 0 | 0 | 6 | 2 | 6
2015-11-14 06:00 |  | 7615 | 0 | 0 | 6 | 2 | 7
2015-11-14 07:00 |  | 7616 | 0 | 0 | 6 | 2 | 8
2015-11-14 08:00 |  | 7617 | 0 | 0 | 6 | 2 | 9
2015-11-14 09:00 |  | 7618 | 0 | 0 | 6 | 2 | 10
2015-11-14 10:00 |  | 7619 | 0 | 0 | 6 | 2 | 11
2015-11-14 11:00 |  | 7620 | 0 | 0 | 6 | 2 | 12
2015-11-14 12:00 |  | 7621 | 0 | 0 | 6 | 2 | 13
2015-11-14 13:00 |  | 7622 | 0 | 0 | 6 | 2 | 14
2015-11-14 14:00 |  | 7623 | 0 | 0 | 6 | 2 | 15
2015-11-14 15:00 |  | 7624 | 0 | 0 | 6 | 2 | 16
2015-11-14 16:00 |  | 7625 | 0 | 0 | 6 | 2 | 17
2015-11-14 17:00 |  | 7626 | 0 | 0 | 6 | 2 | 18
2015-11-14 18:00 |  | 7627 | 0 | 0 | 6 | 2 | 19
2015-11-14 19:00 |  | 7628 | 0 | 0 | 6 | 2 | 20
2015-11-14 20:00 |  | 7629 | 0 | 0 | 6 | 2 | 21
2015-11-14 21:00 |  | 7630 | 0 | 0 | 6 | 2 | 22
2015-11-14 22:00 |  | 7631 | 0 | 0 | 6 | 2 | 23
2015-11-14 23:00 |  | 7632 | 0 | 0 | 6 | 2 | 24
2015-11-15 | Holiday | 7633 | 0 | 0 | 7 | 3 | 1
2015-11-15 01:00 |  | 7634 | 0 | 0 | 7 | 3 | 2
2015-11-15 02:00 |  | 7635 | 0 | 0 | 7 | 3 | 3
2015-11-15 03:00 |  | 7636 | 0 | 0 | 7 | 3 | 4
2015-11-15 04:00 |  | 7637 | 0 | 0 | 7 | 3 | 5
2015-11-15 05:00 |  | 7638 | 0 | 0 | 7 | 3 | 6
2015-11-15 06:00 |  | 7639 | 0 | 0 | 7 | 3 | 7
2015-11-15 07:00 |  | 7640 | 0 | 0 | 7 | 3 | 8
2015-11-15 08:00 |  | 7641 | 0 | 0 | 7 | 3 | 9
2015-11-15 09:00 |  | 7642 | 0 | 0 | 7 | 3 | 10
2015-11-15 10:00 |  | 7643 | 0 | 0 | 7 | 3 | 11
2015-11-15 11:00 |  | 7644 | 0 | 0 | 7 | 3 | 12
2015-11-15 12:00 |  | 7645 | 0 | 0 | 7 | 3 | 13
2015-11-15 13:00 |  | 7646 | 0 | 0 | 7 | 3 | 14
2015-11-15 14:00 |  | 7647 | 0 | 0 | 7 | 3 | 15
2015-11-15 15:00 |  | 7648 | 0 | 0 | 7 | 3 | 16
2015-11-15 16:00 |  | 7649 | 0 | 0 | 7 | 3 | 17
2015-11-15 17:00 |  | 7650 | 0 | 0 | 7 | 3 | 18
2015-11-15 18:00 |  | 7651 | 0 | 0 | 7 | 3 | 19
2015-11-15 19:00 |  | 7652 | 0 | 0 | 7 | 3 | 20
2015-11-15 20:00 |  | 7653 | 0 | 0 | 7 | 3 | 21
2015-11-15 21:00 |  | 7654 | 0 | 0 | 7 | 3 | 22
2015-11-15 22:00 |  | 7655 | 0 | 0 | 7 | 3 | 23
2015-11-15 23:00 |  | 7656 | 0 | 0 | 7 | 3 | 24
2015-11-16 | Workday | 7657 | 0 | 0 | 1 | 1 | 1
2015-11-16 01:00 |  | 7658 | 0 | 0 | 1 | 1 | 2
2015-11-16 02:00 |  | 7659 | 0 | 0 | 1 | 1 | 3
2015-11-16 03:00 |  | 7660 | 0 | 0 | 1 | 1 | 4
2015-11-16 04:00 |  | 7661 | 0 | 0 | 1 | 1 | 5
2015-11-16 05:00 |  | 7662 | 0 | 0 | 1 | 1 | 6
2015-11-16 06:00 |  | 7663 | 0 | 0 | 1 | 1 | 7
2015-11-16 07:00 |  | 7664 | 0 | 0 | 1 | 1 | 8
2015-11-16 08:00 |  | 7665 | 0 | 0 | 1 | 1 | 9
2015-11-16 09:00 |  | 7666 | 0 | 0 | 1 | 1 | 10
2015-11-16 10:00 |  | 7667 | 0 | 0 | 1 | 1 | 11
2015-11-16 11:00 |  | 7668 | 0 | 0 | 1 | 1 | 12
2015-11-16 12:00 |  | 7669 | 0 | 0 | 1 | 1 | 13
2015-11-16 13:00 |  | 7670 | 0 | 0 | 1 | 1 | 14
2015-11-16 14:00 |  | 7671 | 0 | 0 | 1 | 1 | 15
2015-11-16 15:00 |  | 7672 | 0 | 0 | 1 | 1 | 16
2015-11-16 16:00 |  | 7673 | 0 | 0 | 1 | 1 | 17
2015-11-16 17:00 |  | 7674 | 0 | 0 | 1 | 1 | 18
2015-11-16 18:00 |  | 7675 | 0 | 0 | 1 | 1 | 19
2015-11-16 19:00 |  | 7676 | 0 | 0 | 1 | 1 | 20
2015-11-16 20:00 |  | 7677 | 0 | 0 | 1 | 1 | 21
2015-11-16 21:00 |  | 7678 | 0 | 0 | 1 | 1 | 22
2015-11-16 22:00 |  | 7679 | 0 | 0 | 1 | 1 | 23
2015-11-16 23:00 |  | 7680 | 0 | 0 | 1 | 1 | 24
2015-11-17 | Workday | 7681 | 0 | 0 | 2 | 1 | 1
2015-11-17 01:00 |  | 7682 | 0 | 0 | 2 | 1 | 2
2015-11-17 02:00 |  | 7683 | 0 | 0 | 2 | 1 | 3
2015-11-17 03:00 |  | 7684 | 0 | 0 | 2 | 1 | 4
2015-11-17 04:00 |  | 7685 | 0 | 0 | 2 | 1 | 5
2015-11-17 05:00 |  | 7686 | 0 | 0 | 2 | 1 | 6
2015-11-17 06:00 |  | 7687 | 0 | 0 | 2 | 1 | 7
2015-11-17 07:00 |  | 7688 | 0 | 0 | 2 | 1 | 8
2015-11-17 08:00 |  | 7689 | 0 | 0 | 2 | 1 | 9
2015-11-17 09:00 |  | 7690 | 0 | 0 | 2 | 1 | 10
2015-11-17 10:00 |  | 7691 | 0 | 0 | 2 | 1 | 11
2015-11-17 11:00 |  | 7692 | 0 | 0 | 2 | 1 | 12
2015-11-17 12:00 |  | 7693 | 0 | 0 | 2 | 1 | 13
2015-11-17 13:00 |  | 7694 | 0 | 0 | 2 | 1 | 14
2015-11-17 14:00 |  | 7695 | 0 | 0 | 2 | 1 | 15
2015-11-17 15:00 |  | 7696 | 0 | 0 | 2 | 1 | 16
2015-11-17 16:00 |  | 7697 | 0 | 0 | 2 | 1 | 17
2015-11-17 17:00 |  | 7698 | 0 | 0 | 2 | 1 | 18
2015-11-17 18:00 |  | 7699 | 0 | 0 | 2 | 1 | 19
2015-11-17 19:00 |  | 7700 | 0 | 0 | 2 | 1 | 20
2015-11-17 20:00 |  | 7701 | 0 | 0 | 2 | 1 | 21
2015-11-17 21:00 |  | 7702 | 0 | 0 | 2 | 1 | 22
2015-11-17 22:00 |  | 7703 | 0 | 0 | 2 | 1 | 23
2015-11-17 23:00 |  | 7704 | 0 | 0 | 2 | 1 | 24
2015-11-18 | Workday | 7705 | 0 | 0 | 3 | 1 | 1
2015-11-18 01:00 |  | 7706 | 0 | 0 | 3 | 1 | 2
2015-11-18 02:00 |  | 7707 | 0 | 0 | 3 | 1 | 3
2015-11-18 03:00 |  | 7708 | 0 | 0 | 3 | 1 | 4
2015-11-18 04:00 |  | 7709 | 0 | 0 | 3 | 1 | 5
2015-11-18 05:00 |  | 7710 | 0 | 0 | 3 | 1 | 6
2015-11-18 06:00 |  | 7711 | 0 | 0 | 3 | 1 | 7
2015-11-18 07:00 |  | 7712 | 0 | 0 | 3 | 1 | 8
2015-11-18 08:00 |  | 7713 | 0 | 0 | 3 | 1 | 9
2015-11-18 09:00 |  | 7714 | 0 | 0 | 3 | 1 | 10
2015-11-18 10:00 |  | 7715 | 0 | 0 | 3 | 1 | 11
2015-11-18 11:00 |  | 7716 | 0 | 0 | 3 | 1 | 12
2015-11-18 12:00 |  | 7717 | 0 | 0 | 3 | 1 | 13
2015-11-18 13:00 |  | 7718 | 0 | 0 | 3 | 1 | 14
2015-11-18 14:00 |  | 7719 | 0 | 0 | 3 | 1 | 15
2015-11-18 15:00 |  | 7720 | 0 | 0 | 3 | 1 | 16
2015-11-18 16:00 |  | 7721 | 0 | 0 | 3 | 1 | 17
2015-11-18 17:00 |  | 7722 | 0 | 0 | 3 | 1 | 18
2015-11-18 18:00 |  | 7723 | 0 | 0 | 3 | 1 | 19
2015-11-18 19:00 |  | 7724 | 0 | 0 | 3 | 1 | 20
2015-11-18 20:00 |  | 7725 | 0 | 0 | 3 | 1 | 21
2015-11-18 21:00 |  | 7726 | 0 | 0 | 3 | 1 | 22
2015-11-18 22:00 |  | 7727 | 0 | 0 | 3 | 1 | 23
2015-11-18 23:00 |  | 7728 | 0 | 0 | 3 | 1 | 24
2015-11-19 | Workday | 7729 | 0 | 0 | 4 | 1 | 1
2015-11-19 01:00 |  | 7730 | 0 | 0 | 4 | 1 | 2
2015-11-19 02:00 |  | 7731 | 0 | 0 | 4 | 1 | 3
2015-11-19 03:00 |  | 7732 | 0 | 0 | 4 | 1 | 4
2015-11-19 04:00 |  | 7733 | 0 | 0 | 4 | 1 | 5
2015-11-19 05:00 |  | 7734 | 0 | 0 | 4 | 1 | 6
2015-11-19 06:00 |  | 7735 | 0 | 0 | 4 | 1 | 7
2015-11-19 07:00 |  | 7736 | 0 | 0 | 4 | 1 | 8
2015-11-19 08:00 |  | 7737 | 0 | 0 | 4 | 1 | 9
2015-11-19 09:00 |  | 7738 | 0 | 0 | 4 | 1 | 10
2015-11-19 10:00 |  | 7739 | 0 | 0 | 4 | 1 | 11
2015-11-19 11:00 |  | 7740 | 0 | 0 | 4 | 1 | 12
2015-11-19 12:00 |  | 7741 | 0 | 0 | 4 | 1 | 13
2015-11-19 13:00 |  | 7742 | 0 | 0 | 4 | 1 | 14
2015-11-19 14:00 |  | 7743 | 0 | 0 | 4 | 1 | 15
2015-11-19 15:00 |  | 7744 | 0 | 0 | 4 | 1 | 16
2015-11-19 16:00 |  | 7745 | 0 | 0 | 4 | 1 | 17
2015-11-19 17:00 |  | 7746 | 0 | 0 | 4 | 1 | 18
2015-11-19 18:00 |  | 7747 | 0 | 0 | 4 | 1 | 19
2015-11-19 19:00 |  | 7748 | 0 | 0 | 4 | 1 | 20
2015-11-19 20:00 |  | 7749 | 0 | 0 | 4 | 1 | 21
2015-11-19 21:00 |  | 7750 | 0 | 0 | 4 | 1 | 22
2015-11-19 22:00 |  | 7751 | 0 | 0 | 4 | 1 | 23
2015-11-19 23:00 |  | 7752 | 0 | 0 | 4 | 1 | 24
2015-11-20 | Workday | 7753 | 0 | 0 | 5 | 1 | 1
2015-11-20 01:00 |  | 7754 | 0 | 0 | 5 | 1 | 2
2015-11-20 02:00 |  | 7755 | 0 | 0 | 5 | 1 | 3
2015-11-20 03:00 |  | 7756 | 0 | 0 | 5 | 1 | 4
2015-11-20 04:00 |  | 7757 | 0 | 0 | 5 | 1 | 5
2015-11-20 05:00 |  | 7758 | 0 | 0 | 5 | 1 | 6
2015-11-20 06:00 |  | 7759 | 0 | 0 | 5 | 1 | 7
2015-11-20 07:00 |  | 7760 | 0 | 0 | 5 | 1 | 8
2015-11-20 08:00 |  | 7761 | 0 | 0 | 5 | 1 | 9
2015-11-20 09:00 |  | 7762 | 0 | 0 | 5 | 1 | 10
2015-11-20 10:00 |  | 7763 | 0 | 0 | 5 | 1 | 11
2015-11-20 11:00 |  | 7764 | 0 | 0 | 5 | 1 | 12
2015-11-20 12:00 |  | 7765 | 0 | 0 | 5 | 1 | 13
2015-11-20 13:00 |  | 7766 | 0 | 0 | 5 | 1 | 14
2015-11-20 14:00 |  | 7767 | 0 | 0 | 5 | 1 | 15
2015-11-20 15:00 |  | 7768 | 0 | 0 | 5 | 1 | 16
2015-11-20 16:00 |  | 7769 | 0 | 0 | 5 | 1 | 17
2015-11-20 17:00 |  | 7770 | 0 | 0 | 5 | 1 | 18
2015-11-20 18:00 |  | 7771 | 0 | 0 | 5 | 1 | 19
2015-11-20 19:00 |  | 7772 | 0 | 0 | 5 | 1 | 20
2015-11-20 20:00 |  | 7773 | 0 | 0 | 5 | 1 | 21
2015-11-20 21:00 |  | 7774 | 0 | 0 | 5 | 1 | 22
2015-11-20 22:00 |  | 7775 | 0 | 0 | 5 | 1 | 23
2015-11-20 23:00 |  | 7776 | 0 | 0 | 5 | 1 | 24
2015-11-21 | Saturday | 7777 | 0 | 0 | 6 | 2 | 1
2015-11-21 01:00 |  | 7778 | 0 | 0 | 6 | 2 | 2
2015-11-21 02:00 |  | 7779 | 0 | 0 | 6 | 2 | 3
2015-11-21 03:00 |  | 7780 | 0 | 0 | 6 | 2 | 4
2015-11-21 04:00 |  | 7781 | 0 | 0 | 6 | 2 | 5
2015-11-21 05:00 |  | 7782 | 0 | 0 | 6 | 2 | 6
2015-11-21 06:00 |  | 7783 | 0 | 0 | 6 | 2 | 7
2015-11-21 07:00 |  | 7784 | 0 | 0 | 6 | 2 | 8
2015-11-21 08:00 |  | 7785 | 0 | 0 | 6 | 2 | 9
2015-11-21 09:00 |  | 7786 | 0 | 0 | 6 | 2 | 10
2015-11-21 10:00 |  | 7787 | 0 | 0 | 6 | 2 | 11
2015-11-21 11:00 |  | 7788 | 0 | 0 | 6 | 2 | 12
2015-11-21 12:00 |  | 7789 | 0 | 0 | 6 | 2 | 13
2015-11-21 13:00 |  | 7790 | 0 | 0 | 6 | 2 | 14
2015-11-21 14:00 |  | 7791 | 0 | 0 | 6 | 2 | 15
2015-11-21 15:00 |  | 7792 | 0 | 0 | 6 | 2 | 16
2015-11-21 16:00 |  | 7793 | 0 | 0 | 6 | 2 | 17
2015-11-21 17:00 |  | 7794 | 0 | 0 | 6 | 2 | 18
2015-11-21 18:00 |  | 7795 | 0 | 0 | 6 | 2 | 19
2015-11-21 19:00 |  | 7796 | 0 | 0 | 6 | 2 | 20
2015-11-21 20:00 |  | 7797 | 0 | 0 | 6 | 2 | 21
2015-11-21 21:00 |  | 7798 | 0 | 0 | 6 | 2 | 22
2015-11-21 22:00 |  | 7799 | 0 | 0 | 6 | 2 | 23
2015-11-21 23:00 |  | 7800 | 0 | 0 | 6 | 2 | 24
2015-11-22 | Holiday | 7801 | 0 | 0 | 7 | 3 | 1
2015-11-22 01:00 |  | 7802 | 0 | 0 | 7 | 3 | 2
2015-11-22 02:00 |  | 7803 | 0 | 0 | 7 | 3 | 3
2015-11-22 03:00 |  | 7804 | 0 | 0 | 7 | 3 | 4
2015-11-22 04:00 |  | 7805 | 0 | 0 | 7 | 3 | 5
2015-11-22 05:00 |  | 7806 | 0 | 0 | 7 | 3 | 6
2015-11-22 06:00 |  | 7807 | 0 | 0 | 7 | 3 | 7
2015-11-22 07:00 |  | 7808 | 0 | 0 | 7 | 3 | 8
2015-11-22 08:00 |  | 7809 | 0 | 0 | 7 | 3 | 9
2015-11-22 09:00 |  | 7810 | 0 | 0 | 7 | 3 | 10
2015-11-22 10:00 |  | 7811 | 0 | 0 | 7 | 3 | 11
2015-11-22 11:00 |  | 7812 | 0 | 0 | 7 | 3 | 12
2015-11-22 12:00 |  | 7813 | 0 | 0 | 7 | 3 | 13
2015-11-22 13:00 |  | 7814 | 0 | 0 | 7 | 3 | 14
2015-11-22 14:00 |  | 7815 | 0 | 0 | 7 | 3 | 15
2015-11-22 15:00 |  | 7816 | 0 | 0 | 7 | 3 | 16
2015-11-22 16:00 |  | 7817 | 0 | 0 | 7 | 3 | 17
2015-11-22 17:00 |  | 7818 | 0 | 0 | 7 | 3 | 18
2015-11-22 18:00 |  | 7819 | 0 | 0 | 7 | 3 | 19
2015-11-22 19:00 |  | 7820 | 0 | 0 | 7 | 3 | 20
2015-11-22 20:00 |  | 7821 | 0 | 0 | 7 | 3 | 21
2015-11-22 21:00 |  | 7822 | 0 | 0 | 7 | 3 | 22
2015-11-22 22:00 |  | 7823 | 0 | 0 | 7 | 3 | 23
2015-11-22 23:00 |  | 7824 | 0 | 0 | 7 | 3 | 24
2015-11-23 | Workday | 7825 | 0 | 0 | 1 | 1 | 1
2015-11-23 01:00 |  | 7826 | 0 | 0 | 1 | 1 | 2
2015-11-23 02:00 |  | 7827 | 0 | 0 | 1 | 1 | 3
2015-11-23 03:00 |  | 7828 | 0 | 0 | 1 | 1 | 4
2015-11-23 04:00 |  | 7829 | 0 | 0 | 1 | 1 | 5
2015-11-23 05:00 |  | 7830 | 0 | 0 | 1 | 1 | 6
2015-11-23 06:00 |  | 7831 | 0 | 0 | 1 | 1 | 7
2015-11-23 07:00 |  | 7832 | 0 | 0 | 1 | 1 | 8
2015-11-23 08:00 |  | 7833 | 0 | 0 | 1 | 1 | 9
2015-11-23 09:00 |  | 7834 | 0 | 0 | 1 | 1 | 10
2015-11-23 10:00 |  | 7835 | 0 | 0 | 1 | 1 | 11
2015-11-23 11:00 |  | 7836 | 0 | 0 | 1 | 1 | 12
2015-11-23 12:00 |  | 7837 | 0 | 0 | 1 | 1 | 13
2015-11-23 13:00 |  | 7838 | 0 | 0 | 1 | 1 | 14
2015-11-23 14:00 |  | 7839 | 0 | 0 | 1 | 1 | 15
2015-11-23 15:00 |  | 7840 | 0 | 0 | 1 | 1 | 16
2015-11-23 16:00 |  | 7841 | 0 | 0 | 1 | 1 | 17
2015-11-23 17:00 |  | 7842 | 0 | 0 | 1 | 1 | 18
2015-11-23 18:00 |  | 7843 | 0 | 0 | 1 | 1 | 19
2015-11-23 19:00 |  | 7844 | 0 | 0 | 1 | 1 | 20
2015-11-23 20:00 |  | 7845 | 0 | 0 | 1 | 1 | 21
2015-11-23 21:00 |  | 7846 | 0 | 0 | 1 | 1 | 22
2015-11-23 22:00 |  | 7847 | 0 | 0 | 1 | 1 | 23
2015-11-23 23:00 |  | 7848 | 0 | 0 | 1 | 1 | 24
2015-11-24 | Workday | 7849 | 0 | 0 | 2 | 1 | 1
2015-11-24 01:00 |  | 7850 | 0 | 0 | 2 | 1 | 2
2015-11-24 02:00 |  | 7851 | 0 | 0 | 2 | 1 | 3
2015-11-24 03:00 |  | 7852 | 0 | 0 | 2 | 1 | 4
2015-11-24 04:00 |  | 7853 | 0 | 0 | 2 | 1 | 5
2015-11-24 05:00 |  | 7854 | 0 | 0 | 2 | 1 | 6
2015-11-24 06:00 |  | 7855 | 0 | 0 | 2 | 1 | 7
2015-11-24 07:00 |  | 7856 | 0 | 0 | 2 | 1 | 8
2015-11-24 08:00 |  | 7857 | 0 | 0 | 2 | 1 | 9
2015-11-24 09:00 |  | 7858 | 0 | 0 | 2 | 1 | 10
2015-11-24 10:00 |  | 7859 | 0 | 0 | 2 | 1 | 11
2015-11-24 11:00 |  | 7860 | 0 | 0 | 2 | 1 | 12
2015-11-24 12:00 |  | 7861 | 0 | 0 | 2 | 1 | 13
2015-11-24 13:00 |  | 7862 | 0 | 0 | 2 | 1 | 14
2015-11-24 14:00 |  | 7863 | 0 | 0 | 2 | 1 | 15
2015-11-24 15:00 |  | 7864 | 0 | 0 | 2 | 1 | 16
2015-11-24 16:00 |  | 7865 | 0 | 0 | 2 | 1 | 17
2015-11-24 17:00 |  | 7866 | 0 | 0 | 2 | 1 | 18
2015-11-24 18:00 |  | 7867 | 0 | 0 | 2 | 1 | 19
2015-11-24 19:00 |  | 7868 | 0 | 0 | 2 | 1 | 20
2015-11-24 20:00 |  | 7869 | 0 | 0 | 2 | 1 | 21
2015-11-24 21:00 |  | 7870 | 0 | 0 | 2 | 1 | 22
2015-11-24 22:00 |  | 7871 | 0 | 0 | 2 | 1 | 23
2015-11-24 23:00 |  | 7872 | 0 | 0 | 2 | 1 | 24
2015-11-25 | Workday | 7873 | 0 | 0 | 3 | 1 | 1
2015-11-25 01:00 |  | 7874 | 0 | 0 | 3 | 1 | 2
2015-11-25 02:00 |  | 7875 | 0 | 0 | 3 | 1 | 3
2015-11-25 03:00 |  | 7876 | 0 | 0 | 3 | 1 | 4
2015-11-25 04:00 |  | 7877 | 0 | 0 | 3 | 1 | 5
2015-11-25 05:00 |  | 7878 | 0 | 0 | 3 | 1 | 6
2015-11-25 06:00 |  | 7879 | 0 | 0 | 3 | 1 | 7
2015-11-25 07:00 |  | 7880 | 0 | 0 | 3 | 1 | 8
2015-11-25 08:00 |  | 7881 | 0 | 0 | 3 | 1 | 9
2015-11-25 09:00 |  | 7882 | 0 | 0 | 3 | 1 | 10
2015-11-25 10:00 |  | 7883 | 0 | 0 | 3 | 1 | 11
2015-11-25 11:00 |  | 7884 | 0 | 0 | 3 | 1 | 12
2015-11-25 12:00 |  | 7885 | 0 | 0 | 3 | 1 | 13
2015-11-25 13:00 |  | 7886 | 0 | 0 | 3 | 1 | 14
2015-11-25 14:00 |  | 7887 | 0 | 0 | 3 | 1 | 15
2015-11-25 15:00 |  | 7888 | 0 | 0 | 3 | 1 | 16
2015-11-25 16:00 |  | 7889 | 0 | 0 | 3 | 1 | 17
2015-11-25 17:00 |  | 7890 | 0 | 0 | 3 | 1 | 18
2015-11-25 18:00 |  | 7891 | 0 | 0 | 3 | 1 | 19
2015-11-25 19:00 |  | 7892 | 0 | 0 | 3 | 1 | 20
2015-11-25 20:00 |  | 7893 | 0 | 0 | 3 | 1 | 21
2015-11-25 21:00 |  | 7894 | 0 | 0 | 3 | 1 | 22
2015-11-25 22:00 |  | 7895 | 0 | 0 | 3 | 1 | 23
2015-11-25 23:00 |  | 7896 | 0 | 0 | 3 | 1 | 24
2015-11-26 | Workday | 7897 | 0 | 0 | 4 | 1 | 1
2015-11-26 01:00 |  | 7898 | 0 | 0 | 4 | 1 | 2
2015-11-26 02:00 |  | 7899 | 0 | 0 | 4 | 1 | 3
2015-11-26 03:00 |  | 7900 | 0 | 0 | 4 | 1 | 4
2015-11-26 04:00 |  | 7901 | 0 | 0 | 4 | 1 | 5
2015-11-26 05:00 |  | 7902 | 0 | 0 | 4 | 1 | 6
2015-11-26 06:00 |  | 7903 | 0 | 0 | 4 | 1 | 7
2015-11-26 07:00 |  | 7904 | 0 | 0 | 4 | 1 | 8
2015-11-26 08:00 |  | 7905 | 0 | 0 | 4 | 1 | 9
2015-11-26 09:00 |  | 7906 | 0 | 0 | 4 | 1 | 10
2015-11-26 10:00 |  | 7907 | 0 | 0 | 4 | 1 | 11
2015-11-26 11:00 |  | 7908 | 0 | 0 | 4 | 1 | 12
2015-11-26 12:00 |  | 7909 | 0 | 0 | 4 | 1 | 13
2015-11-26 13:00 |  | 7910 | 0 | 0 | 4 | 1 | 14
2015-11-26 14:00 |  | 7911 | 0 | 0 | 4 | 1 | 15
2015-11-26 15:00 |  | 7912 | 0 | 0 | 4 | 1 | 16
2015-11-26 16:00 |  | 7913 | 0 | 0 | 4 | 1 | 17
2015-11-26 17:00 |  | 7914 | 0 | 0 | 4 | 1 | 18
2015-11-26 18:00 |  | 7915 | 0 | 0 | 4 | 1 | 19
2015-11-26 19:00 |  | 7916 | 0 | 0 | 4 | 1 | 20
2015-11-26 20:00 |  | 7917 | 0 | 0 | 4 | 1 | 21
2015-11-26 21:00 |  | 7918 | 0 | 0 | 4 | 1 | 22
2015-11-26 22:00 |  | 7919 | 0 | 0 | 4 | 1 | 23
2015-11-26 23:00 |  | 7920 | 0 | 0 | 4 | 1 | 24
2015-11-27 | Workday | 7921 | 0 | 0 | 5 | 1 | 1
2015-11-27 01:00 |  | 7922 | 0 | 0 | 5 | 1 | 2
2015-11-27 02:00 |  | 7923 | 0 | 0 | 5 | 1 | 3
2015-11-27 03:00 |  | 7924 | 0 | 0 | 5 | 1 | 4
2015-11-27 04:00 |  | 7925 | 0 | 0 | 5 | 1 | 5
2015-11-27 05:00 |  | 7926 | 0 | 0 | 5 | 1 | 6
2015-11-27 06:00 |  | 7927 | 0 | 0 | 5 | 1 | 7
2015-11-27 07:00 |  | 7928 | 0 | 0 | 5 | 1 | 8
2015-11-27 08:00 |  | 7929 | 0 | 0 | 5 | 1 | 9
2015-11-27 09:00 |  | 7930 | 0 | 0 | 5 | 1 | 10
2015-11-27 10:00 |  | 7931 | 0 | 0 | 5 | 1 | 11
2015-11-27 11:00 |  | 7932 | 0 | 0 | 5 | 1 | 12
2015-11-27 12:00 |  | 7933 | 0 | 0 | 5 | 1 | 13
2015-11-27 13:00 |  | 7934 | 0 | 0 | 5 | 1 | 14
2015-11-27 14:00 |  | 7935 | 0 | 0 | 5 | 1 | 15
2015-11-27 15:00 |  | 7936 | 0 | 0 | 5 | 1 | 16
2015-11-27 16:00 |  | 7937 | 0 | 0 | 5 | 1 | 17
2015-11-27 17:00 |  | 7938 | 0 | 0 | 5 | 1 | 18
2015-11-27 18:00 |  | 7939 | 0 | 0 | 5 | 1 | 19
2015-11-27 19:00 |  | 7940 | 0 | 0 | 5 | 1 | 20
2015-11-27 20:00 |  | 7941 | 0 | 0 | 5 | 1 | 21
2015-11-27 21:00 |  | 7942 | 0 | 0 | 5 | 1 | 22
2015-11-27 22:00 |  | 7943 | 0 | 0 | 5 | 1 | 23
2015-11-27 23:00 |  | 7944 | 0 | 0 | 5 | 1 | 24
2015-11-28 | Saturday | 7945 | 0 | 0 | 6 | 2 | 1
2015-11-28 01:00 |  | 7946 | 0 | 0 | 6 | 2 | 2
2015-11-28 02:00 |  | 7947 | 0 | 0 | 6 | 2 | 3
2015-11-28 03:00 |  | 7948 | 0 | 0 | 6 | 2 | 4
2015-11-28 04:00 |  | 7949 | 0 | 0 | 6 | 2 | 5
2015-11-28 05:00 |  | 7950 | 0 | 0 | 6 | 2 | 6
2015-11-28 06:00 |  | 7951 | 0 | 0 | 6 | 2 | 7
2015-11-28 07:00 |  | 7952 | 0 | 0 | 6 | 2 | 8
2015-11-28 08:00 |  | 7953 | 0 | 0 | 6 | 2 | 9
2015-11-28 09:00 |  | 7954 | 0 | 0 | 6 | 2 | 10
2015-11-28 10:00 |  | 7955 | 0 | 0 | 6 | 2 | 11
2015-11-28 11:00 |  | 7956 | 0 | 0 | 6 | 2 | 12
2015-11-28 12:00 |  | 7957 | 0 | 0 | 6 | 2 | 13
2015-11-28 13:00 |  | 7958 | 0 | 0 | 6 | 2 | 14
2015-11-28 14:00 |  | 7959 | 0 | 0 | 6 | 2 | 15
2015-11-28 15:00 |  | 7960 | 0 | 0 | 6 | 2 | 16
2015-11-28 16:00 |  | 7961 | 0 | 0 | 6 | 2 | 17
2015-11-28 17:00 |  | 7962 | 0 | 0 | 6 | 2 | 18
2015-11-28 18:00 |  | 7963 | 0 | 0 | 6 | 2 | 19
2015-11-28 19:00 |  | 7964 | 0 | 0 | 6 | 2 | 20
2015-11-28 20:00 |  | 7965 | 0 | 0 | 6 | 2 | 21
2015-11-28 21:00 |  | 7966 | 0 | 0 | 6 | 2 | 22
2015-11-28 22:00 |  | 7967 | 0 | 0 | 6 | 2 | 23
2015-11-28 23:00 |  | 7968 | 0 | 0 | 6 | 2 | 24
2015-11-29 | Holiday | 7969 | 0 | 0 | 7 | 3 | 1
2015-11-29 01:00 |  | 7970 | 0 | 0 | 7 | 3 | 2
2015-11-29 02:00 |  | 7971 | 0 | 0 | 7 | 3 | 3
2015-11-29 03:00 |  | 7972 | 0 | 0 | 7 | 3 | 4
2015-11-29 04:00 |  | 7973 | 0 | 0 | 7 | 3 | 5
2015-11-29 05:00 |  | 7974 | 0 | 0 | 7 | 3 | 6
2015-11-29 06:00 |  | 7975 | 0 | 0 | 7 | 3 | 7
2015-11-29 07:00 |  | 7976 | 0 | 0 | 7 | 3 | 8
2015-11-29 08:00 |  | 7977 | 0 | 0 | 7 | 3 | 9
2015-11-29 09:00 |  | 7978 | 0 | 0 | 7 | 3 | 10
2015-11-29 10:00 |  | 7979 | 0 | 0 | 7 | 3 | 11
2015-11-29 11:00 |  | 7980 | 0 | 0 | 7 | 3 | 12
2015-11-29 12:00 |  | 7981 | 0 | 0 | 7 | 3 | 13
2015-11-29 13:00 |  | 7982 | 0 | 0 | 7 | 3 | 14
2015-11-29 14:00 |  | 7983 | 0 | 0 | 7 | 3 | 15
2015-11-29 15:00 |  | 7984 | 0 | 0 | 7 | 3 | 16
2015-11-29 16:00 |  | 7985 | 0 | 0 | 7 | 3 | 17
2015-11-29 17:00 |  | 7986 | 0 | 0 | 7 | 3 | 18
2015-11-29 18:00 |  | 7987 | 0 | 0 | 7 | 3 | 19
2015-11-29 19:00 |  | 7988 | 0 | 0 | 7 | 3 | 20
2015-11-29 20:00 |  | 7989 | 0 | 0 | 7 | 3 | 21
2015-11-29 21:00 |  | 7990 | 0 | 0 | 7 | 3 | 22
2015-11-29 22:00 |  | 7991 | 0 | 0 | 7 | 3 | 23
2015-11-29 23:00 |  | 7992 | 0 | 0 | 7 | 3 | 24
2015-11-30 | Workday | 7993 | 0 | 0 | 1 | 1 | 1
2015-11-30 01:00 |  | 7994 | 0 | 0 | 1 | 1 | 2
2015-11-30 02:00 |  | 7995 | 0 | 0 | 1 | 1 | 3
2015-11-30 03:00 |  | 7996 | 0 | 0 | 1 | 1 | 4
2015-11-30 04:00 |  | 7997 | 0 | 0 | 1 | 1 | 5
2015-11-30 05:00 |  | 7998 | 0 | 0 | 1 | 1 | 6
2015-11-30 06:00 |  | 7999 | 0 | 0 | 1 | 1 | 7
2015-11-30 07:00 |  | 8000 | 0 | 0 | 1 | 1 | 8
2015-11-30 08:00 |  | 8001 | 0 | 0 | 1 | 1 | 9
2015-11-30 09:00 |  | 8002 | 0 | 0 | 1 | 1 | 10
2015-11-30 10:00 |  | 8003 | 0 | 0 | 1 | 1 | 11
2015-11-30 11:00 |  | 8004 | 0 | 0 | 1 | 1 | 12
2015-11-30 12:00 |  | 8005 | 0 | 0 | 1 | 1 | 13
2015-11-30 13:00 |  | 8006 | 0 | 0 | 1 | 1 | 14
2015-11-30 14:00 |  | 8007 | 0 | 0 | 1 | 1 | 15
2015-11-30 15:00 |  | 8008 | 0 | 0 | 1 | 1 | 16
2015-11-30 16:00 |  | 8009 | 0 | 0 | 1 | 1 | 17
2015-11-30 17:00 |  | 8010 | 0 | 0 | 1 | 1 | 18
2015-11-30 18:00 |  | 8011 | 0 | 0 | 1 | 1 | 19
2015-11-30 19:00 |  | 8012 | 0 | 0 | 1 | 1 | 20
2015-11-30 20:00 |  | 8013 | 0 | 0 | 1 | 1 | 21
2015-11-30 21:00 |  | 8014 | 0 | 0 | 1 | 1 | 22
2015-11-30 22:00 |  | 8015 | 0 | 0 | 1 | 1 | 23
2015-11-30 23:00 |  | 8016 | 0 | 0 | 1 | 1 | 24
2015-12-01 | Workday | 8017 | 0 | 0 | 2 | 1 | 1
2015-12-01 01:00 |  | 8018 | 0 | 0 | 2 | 1 | 2
2015-12-01 02:00 |  | 8019 | 0 | 0 | 2 | 1 | 3
2015-12-01 03:00 |  | 8020 | 0 | 0 | 2 | 1 | 4
2015-12-01 04:00 |  | 8021 | 0 | 0 | 2 | 1 | 5
2015-12-01 05:00 |  | 8022 | 0 | 0 | 2 | 1 | 6
2015-12-01 06:00 |  | 8023 | 0 | 0 | 2 | 1 | 7
2015-12-01 07:00 |  | 8024 | 0 | 0 | 2 | 1 | 8
2015-12-01 08:00 |  | 8025 | 0 | 0 | 2 | 1 | 9
2015-12-01 09:00 |  | 8026 | 0 | 0 | 2 | 1 | 10
2015-12-01 10:00 |  | 8027 | 0 | 0 | 2 | 1 | 11
2015-12-01 11:00 |  | 8028 | 0 | 0 | 2 | 1 | 12
2015-12-01 12:00 |  | 8029 | 0 | 0 | 2 | 1 | 13
2015-12-01 13:00 |  | 8030 | 0 | 0 | 2 | 1 | 14
2015-12-01 14:00 |  | 8031 | 0 | 0 | 2 | 1 | 15
2015-12-01 15:00 |  | 8032 | 0 | 0 | 2 | 1 | 16
2015-12-01 16:00 |  | 8033 | 0 | 0 | 2 | 1 | 17
2015-12-01 17:00 |  | 8034 | 0 | 0 | 2 | 1 | 18
2015-12-01 18:00 |  | 8035 | 0 | 0 | 2 | 1 | 19
2015-12-01 19:00 |  | 8036 | 0 | 0 | 2 | 1 | 20
2015-12-01 20:00 |  | 8037 | 0 | 0 | 2 | 1 | 21
2015-12-01 21:00 |  | 8038 | 0 | 0 | 2 | 1 | 22
2015-12-01 22:00 |  | 8039 | 0 | 0 | 2 | 1 | 23
2015-12-01 23:00 |  | 8040 | 0 | 0 | 2 | 1 | 24
2015-12-02 | Workday | 8041 | 0 | 0 | 3 | 1 | 1
2015-12-02 01:00 |  | 8042 | 0 | 0 | 3 | 1 | 2
2015-12-02 02:00 |  | 8043 | 0 | 0 | 3 | 1 | 3
2015-12-02 03:00 |  | 8044 | 0 | 0 | 3 | 1 | 4
2015-12-02 04:00 |  | 8045 | 0 | 0 | 3 | 1 | 5
2015-12-02 05:00 |  | 8046 | 0 | 0 | 3 | 1 | 6
2015-12-02 06:00 |  | 8047 | 0 | 0 | 3 | 1 | 7
2015-12-02 07:00 |  | 8048 | 0 | 0 | 3 | 1 | 8
2015-12-02 08:00 |  | 8049 | 0 | 0 | 3 | 1 | 9
2015-12-02 09:00 |  | 8050 | 0 | 0 | 3 | 1 | 10
2015-12-02 10:00 |  | 8051 | 0 | 0 | 3 | 1 | 11
2015-12-02 11:00 |  | 8052 | 0 | 0 | 3 | 1 | 12
2015-12-02 12:00 |  | 8053 | 0 | 0 | 3 | 1 | 13
2015-12-02 13:00 |  | 8054 | 0 | 0 | 3 | 1 | 14
2015-12-02 14:00 |  | 8055 | 0 | 0 | 3 | 1 | 15
2015-12-02 15:00 |  | 8056 | 0 | 0 | 3 | 1 | 16
2015-12-02 16:00 |  | 8057 | 0 | 0 | 3 | 1 | 17
2015-12-02 17:00 |  | 8058 | 0 | 0 | 3 | 1 | 18
2015-12-02 18:00 |  | 8059 | 0 | 0 | 3 | 1 | 19
2015-12-02 19:00 |  | 8060 | 0 | 0 | 3 | 1 | 20
2015-12-02 20:00 |  | 8061 | 0 | 0 | 3 | 1 | 21
2015-12-02 21:00 |  | 8062 | 0 | 0 | 3 | 1 | 22
2015-12-02 22:00 |  | 8063 | 0 | 0 | 3 | 1 | 23
2015-12-02 23:00 |  | 8064 | 0 | 0 | 3 | 1 | 24
2015-12-03 | Workday | 8065 | 0 | 0 | 4 | 1 | 1
2015-12-03 01:00 |  | 8066 | 0 | 0 | 4 | 1 | 2
2015-12-03 02:00 |  | 8067 | 0 | 0 | 4 | 1 | 3
2015-12-03 03:00 |  | 8068 | 0 | 0 | 4 | 1 | 4
2015-12-03 04:00 |  | 8069 | 0 | 0 | 4 | 1 | 5
2015-12-03 05:00 |  | 8070 | 0 | 0 | 4 | 1 | 6
2015-12-03 06:00 |  | 8071 | 0 | 0 | 4 | 1 | 7
2015-12-03 07:00 |  | 8072 | 0 | 0 | 4 | 1 | 8
2015-12-03 08:00 |  | 8073 | 0 | 0 | 4 | 1 | 9
2015-12-03 09:00 |  | 8074 | 0 | 0 | 4 | 1 | 10
2015-12-03 10:00 |  | 8075 | 0 | 0 | 4 | 1 | 11
2015-12-03 11:00 |  | 8076 | 0 | 0 | 4 | 1 | 12
2015-12-03 12:00 |  | 8077 | 0 | 0 | 4 | 1 | 13
2015-12-03 13:00 |  | 8078 | 0 | 0 | 4 | 1 | 14
2015-12-03 14:00 |  | 8079 | 0 | 0 | 4 | 1 | 15
2015-12-03 15:00 |  | 8080 | 0 | 0 | 4 | 1 | 16
2015-12-03 16:00 |  | 8081 | 0 | 0 | 4 | 1 | 17
2015-12-03 17:00 |  | 8082 | 0 | 0 | 4 | 1 | 18
2015-12-03 18:00 |  | 8083 | 0 | 0 | 4 | 1 | 19
2015-12-03 19:00 |  | 8084 | 0 | 0 | 4 | 1 | 20
2015-12-03 20:00 |  | 8085 | 0 | 0 | 4 | 1 | 21
2015-12-03 21:00 |  | 8086 | 0 | 0 | 4 | 1 | 22
2015-12-03 22:00 |  | 8087 | 0 | 0 | 4 | 1 | 23
2015-12-03 23:00 |  | 8088 | 0 | 0 | 4 | 1 | 24
2015-12-04 | Workday | 8089 | 0 | 0 | 5 | 1 | 1
2015-12-04 01:00 |  | 8090 | 0 | 0 | 5 | 1 | 2
2015-12-04 02:00 |  | 8091 | 0 | 0 | 5 | 1 | 3
2015-12-04 03:00 |  | 8092 | 0 | 0 | 5 | 1 | 4
2015-12-04 04:00 |  | 8093 | 0 | 0 | 5 | 1 | 5
2015-12-04 05:00 |  | 8094 | 0 | 0 | 5 | 1 | 6
2015-12-04 06:00 |  | 8095 | 0 | 0 | 5 | 1 | 7
2015-12-04 07:00 |  | 8096 | 0 | 0 | 5 | 1 | 8
2015-12-04 08:00 |  | 8097 | 0 | 0 | 5 | 1 | 9
2015-12-04 09:00 |  | 8098 | 0 | 0 | 5 | 1 | 10
2015-12-04 10:00 |  | 8099 | 0 | 0 | 5 | 1 | 11
2015-12-04 11:00 |  | 8100 | 0 | 0 | 5 | 1 | 12
2015-12-04 12:00 |  | 8101 | 0 | 0 | 5 | 1 | 13
2015-12-04 13:00 |  | 8102 | 0 | 0 | 5 | 1 | 14
2015-12-04 14:00 |  | 8103 | 0 | 0 | 5 | 1 | 15
2015-12-04 15:00 |  | 8104 | 0 | 0 | 5 | 1 | 16
2015-12-04 16:00 |  | 8105 | 0 | 0 | 5 | 1 | 17
2015-12-04 17:00 |  | 8106 | 0 | 0 | 5 | 1 | 18
2015-12-04 18:00 |  | 8107 | 0 | 0 | 5 | 1 | 19
2015-12-04 19:00 |  | 8108 | 0 | 0 | 5 | 1 | 20
2015-12-04 20:00 |  | 8109 | 0 | 0 | 5 | 1 | 21
2015-12-04 21:00 |  | 8110 | 0 | 0 | 5 | 1 | 22
2015-12-04 22:00 |  | 8111 | 0 | 0 | 5 | 1 | 23
2015-12-04 23:00 |  | 8112 | 0 | 0 | 5 | 1 | 24
2015-12-05 | Saturday | 8113 | 0 | 0 | 6 | 2 | 1
2015-12-05 01:00 |  | 8114 | 0 | 0 | 6 | 2 | 2
2015-12-05 02:00 |  | 8115 | 0 | 0 | 6 | 2 | 3
2015-12-05 03:00 |  | 8116 | 0 | 0 | 6 | 2 | 4
2015-12-05 04:00 |  | 8117 | 0 | 0 | 6 | 2 | 5
2015-12-05 05:00 |  | 8118 | 0 | 0 | 6 | 2 | 6
2015-12-05 06:00 |  | 8119 | 0 | 0 | 6 | 2 | 7
2015-12-05 07:00 |  | 8120 | 0 | 0 | 6 | 2 | 8
2015-12-05 08:00 |  | 8121 | 0 | 0 | 6 | 2 | 9
2015-12-05 09:00 |  | 8122 | 0 | 0 | 6 | 2 | 10
2015-12-05 10:00 |  | 8123 | 0 | 0 | 6 | 2 | 11
2015-12-05 11:00 |  | 8124 | 0 | 0 | 6 | 2 | 12
2015-12-05 12:00 |  | 8125 | 0 | 0 | 6 | 2 | 13
2015-12-05 13:00 |  | 8126 | 0 | 0 | 6 | 2 | 14
2015-12-05 14:00 |  | 8127 | 0 | 0 | 6 | 2 | 15
2015-12-05 15:00 |  | 8128 | 0 | 0 | 6 | 2 | 16
2015-12-05 16:00 |  | 8129 | 0 | 0 | 6 | 2 | 17
2015-12-05 17:00 |  | 8130 | 0 | 0 | 6 | 2 | 18
2015-12-05 18:00 |  | 8131 | 0 | 0 | 6 | 2 | 19
2015-12-05 19:00 |  | 8132 | 0 | 0 | 6 | 2 | 20
2015-12-05 20:00 |  | 8133 | 0 | 0 | 6 | 2 | 21
2015-12-05 21:00 |  | 8134 | 0 | 0 | 6 | 2 | 22
2015-12-05 22:00 |  | 8135 | 0 | 0 | 6 | 2 | 23
2015-12-05 23:00 |  | 8136 | 0 | 0 | 6 | 2 | 24
2015-12-06 | Holiday | 8137 | 0 | 0 | 7 | 3 | 1
2015-12-06 01:00 |  | 8138 | 0 | 0 | 7 | 3 | 2
2015-12-06 02:00 |  | 8139 | 0 | 0 | 7 | 3 | 3
2015-12-06 03:00 |  | 8140 | 0 | 0 | 7 | 3 | 4
2015-12-06 04:00 |  | 8141 | 0 | 0 | 7 | 3 | 5
2015-12-06 05:00 |  | 8142 | 0 | 0 | 7 | 3 | 6
2015-12-06 06:00 |  | 8143 | 0 | 0 | 7 | 3 | 7
2015-12-06 07:00 |  | 8144 | 0 | 0 | 7 | 3 | 8
2015-12-06 08:00 |  | 8145 | 0 | 0 | 7 | 3 | 9
2015-12-06 09:00 |  | 8146 | 0 | 0 | 7 | 3 | 10
2015-12-06 10:00 |  | 8147 | 0 | 0 | 7 | 3 | 11
2015-12-06 11:00 |  | 8148 | 0 | 0 | 7 | 3 | 12
2015-12-06 12:00 |  | 8149 | 0 | 0 | 7 | 3 | 13
2015-12-06 13:00 |  | 8150 | 0 | 0 | 7 | 3 | 14
2015-12-06 14:00 |  | 8151 | 0 | 0 | 7 | 3 | 15
2015-12-06 15:00 |  | 8152 | 0 | 0 | 7 | 3 | 16
2015-12-06 16:00 |  | 8153 | 0 | 0 | 7 | 3 | 17
2015-12-06 17:00 |  | 8154 | 0 | 0 | 7 | 3 | 18
2015-12-06 18:00 |  | 8155 | 0 | 0 | 7 | 3 | 19
2015-12-06 19:00 |  | 8156 | 0 | 0 | 7 | 3 | 20
2015-12-06 20:00 |  | 8157 | 0 | 0 | 7 | 3 | 21
2015-12-06 21:00 |  | 8158 | 0 | 0 | 7 | 3 | 22
2015-12-06 22:00 |  | 8159 | 0 | 0 | 7 | 3 | 23
2015-12-06 23:00 |  | 8160 | 0 | 0 | 7 | 3 | 24
2015-12-07 | Workday | 8161 | 0 | 0 | 1 | 1 | 1
2015-12-07 01:00 |  | 8162 | 0 | 0 | 1 | 1 | 2
2015-12-07 02:00 |  | 8163 | 0 | 0 | 1 | 1 | 3
2015-12-07 03:00 |  | 8164 | 0 | 0 | 1 | 1 | 4
2015-12-07 04:00 |  | 8165 | 0 | 0 | 1 | 1 | 5
2015-12-07 05:00 |  | 8166 | 0 | 0 | 1 | 1 | 6
2015-12-07 06:00 |  | 8167 | 0 | 0 | 1 | 1 | 7
2015-12-07 07:00 |  | 8168 | 0 | 0 | 1 | 1 | 8
2015-12-07 08:00 |  | 8169 | 0 | 0 | 1 | 1 | 9
2015-12-07 09:00 |  | 8170 | 0 | 0 | 1 | 1 | 10
2015-12-07 10:00 |  | 8171 | 0 | 0 | 1 | 1 | 11
2015-12-07 11:00 |  | 8172 | 0 | 0 | 1 | 1 | 12
2015-12-07 12:00 |  | 8173 | 0 | 0 | 1 | 1 | 13
2015-12-07 13:00 |  | 8174 | 0 | 0 | 1 | 1 | 14
2015-12-07 14:00 |  | 8175 | 0 | 0 | 1 | 1 | 15
2015-12-07 15:00 |  | 8176 | 0 | 0 | 1 | 1 | 16
2015-12-07 16:00 |  | 8177 | 0 | 0 | 1 | 1 | 17
2015-12-07 17:00 |  | 8178 | 0 | 0 | 1 | 1 | 18
2015-12-07 18:00 |  | 8179 | 0 | 0 | 1 | 1 | 19
2015-12-07 19:00 |  | 8180 | 0 | 0 | 1 | 1 | 20
2015-12-07 20:00 |  | 8181 | 0 | 0 | 1 | 1 | 21
2015-12-07 21:00 |  | 8182 | 0 | 0 | 1 | 1 | 22
2015-12-07 22:00 |  | 8183 | 0 | 0 | 1 | 1 | 23
2015-12-07 23:00 |  | 8184 | 0 | 0 | 1 | 1 | 24
2015-12-08 | Workday | 8185 | 0 | 0 | 2 | 1 | 1
2015-12-08 01:00 |  | 8186 | 0 | 0 | 2 | 1 | 2
2015-12-08 02:00 |  | 8187 | 0 | 0 | 2 | 1 | 3
2015-12-08 03:00 |  | 8188 | 0 | 0 | 2 | 1 | 4
2015-12-08 04:00 |  | 8189 | 0 | 0 | 2 | 1 | 5
2015-12-08 05:00 |  | 8190 | 0 | 0 | 2 | 1 | 6
2015-12-08 06:00 |  | 8191 | 0 | 0 | 2 | 1 | 7
2015-12-08 07:00 |  | 8192 | 0 | 0 | 2 | 1 | 8
2015-12-08 08:00 |  | 8193 | 0 | 0 | 2 | 1 | 9
2015-12-08 09:00 |  | 8194 | 0 | 0 | 2 | 1 | 10
2015-12-08 10:00 |  | 8195 | 0 | 0 | 2 | 1 | 11
2015-12-08 11:00 |  | 8196 | 0 | 0 | 2 | 1 | 12
2015-12-08 12:00 |  | 8197 | 0 | 0 | 2 | 1 | 13
2015-12-08 13:00 |  | 8198 | 0 | 0 | 2 | 1 | 14
2015-12-08 14:00 |  | 8199 | 0 | 0 | 2 | 1 | 15
2015-12-08 15:00 |  | 8200 | 0 | 0 | 2 | 1 | 16
2015-12-08 16:00 |  | 8201 | 0 | 0 | 2 | 1 | 17
2015-12-08 17:00 |  | 8202 | 0 | 0 | 2 | 1 | 18
2015-12-08 18:00 |  | 8203 | 0 | 0 | 2 | 1 | 19
2015-12-08 19:00 |  | 8204 | 0 | 0 | 2 | 1 | 20
2015-12-08 20:00 |  | 8205 | 0 | 0 | 2 | 1 | 21
2015-12-08 21:00 |  | 8206 | 0 | 0 | 2 | 1 | 22
2015-12-08 22:00 |  | 8207 | 0 | 0 | 2 | 1 | 23
2015-12-08 23:00 |  | 8208 | 0 | 0 | 2 | 1 | 24
2015-12-09 | Workday | 8209 | 0 | 0 | 3 | 1 | 1
2015-12-09 01:00 |  | 8210 | 0 | 0 | 3 | 1 | 2
2015-12-09 02:00 |  | 8211 | 0 | 0 | 3 | 1 | 3
2015-12-09 03:00 |  | 8212 | 0 | 0 | 3 | 1 | 4
2015-12-09 04:00 |  | 8213 | 0 | 0 | 3 | 1 | 5
2015-12-09 05:00 |  | 8214 | 0 | 0 | 3 | 1 | 6
2015-12-09 06:00 |  | 8215 | 0 | 0 | 3 | 1 | 7
2015-12-09 07:00 |  | 8216 | 0 | 0 | 3 | 1 | 8
2015-12-09 08:00 |  | 8217 | 0 | 0 | 3 | 1 | 9
2015-12-09 09:00 |  | 8218 | 0 | 0 | 3 | 1 | 10
2015-12-09 10:00 |  | 8219 | 0 | 0 | 3 | 1 | 11
2015-12-09 11:00 |  | 8220 | 0 | 0 | 3 | 1 | 12
2015-12-09 12:00 |  | 8221 | 0 | 0 | 3 | 1 | 13
2015-12-09 13:00 |  | 8222 | 0 | 0 | 3 | 1 | 14
2015-12-09 14:00 |  | 8223 | 0 | 0 | 3 | 1 | 15
2015-12-09 15:00 |  | 8224 | 0 | 0 | 3 | 1 | 16
2015-12-09 16:00 |  | 8225 | 0 | 0 | 3 | 1 | 17
2015-12-09 17:00 |  | 8226 | 0 | 0 | 3 | 1 | 18
2015-12-09 18:00 |  | 8227 | 0 | 0 | 3 | 1 | 19
2015-12-09 19:00 |  | 8228 | 0 | 0 | 3 | 1 | 20
2015-12-09 20:00 |  | 8229 | 0 | 0 | 3 | 1 | 21
2015-12-09 21:00 |  | 8230 | 0 | 0 | 3 | 1 | 22
2015-12-09 22:00 |  | 8231 | 0 | 0 | 3 | 1 | 23
2015-12-09 23:00 |  | 8232 | 0 | 0 | 3 | 1 | 24
2015-12-10 | Workday | 8233 | 0 | 0 | 4 | 1 | 1
2015-12-10 01:00 |  | 8234 | 0 | 0 | 4 | 1 | 2
2015-12-10 02:00 |  | 8235 | 0 | 0 | 4 | 1 | 3
2015-12-10 03:00 |  | 8236 | 0 | 0 | 4 | 1 | 4
2015-12-10 04:00 |  | 8237 | 0 | 0 | 4 | 1 | 5
2015-12-10 05:00 |  | 8238 | 0 | 0 | 4 | 1 | 6
2015-12-10 06:00 |  | 8239 | 0 | 0 | 4 | 1 | 7
2015-12-10 07:00 |  | 8240 | 0 | 0 | 4 | 1 | 8
2015-12-10 08:00 |  | 8241 | 0 | 0 | 4 | 1 | 9
2015-12-10 09:00 |  | 8242 | 0 | 0 | 4 | 1 | 10
2015-12-10 10:00 |  | 8243 | 0 | 0 | 4 | 1 | 11
2015-12-10 11:00 |  | 8244 | 0 | 0 | 4 | 1 | 12
2015-12-10 12:00 |  | 8245 | 0 | 0 | 4 | 1 | 13
2015-12-10 13:00 |  | 8246 | 0 | 0 | 4 | 1 | 14
2015-12-10 14:00 |  | 8247 | 0 | 0 | 4 | 1 | 15
2015-12-10 15:00 |  | 8248 | 0 | 0 | 4 | 1 | 16
2015-12-10 16:00 |  | 8249 | 0 | 0 | 4 | 1 | 17
2015-12-10 17:00 |  | 8250 | 0 | 0 | 4 | 1 | 18
2015-12-10 18:00 |  | 8251 | 0 | 0 | 4 | 1 | 19
2015-12-10 19:00 |  | 8252 | 0 | 0 | 4 | 1 | 20
2015-12-10 20:00 |  | 8253 | 0 | 0 | 4 | 1 | 21
2015-12-10 21:00 |  | 8254 | 0 | 0 | 4 | 1 | 22
2015-12-10 22:00 |  | 8255 | 0 | 0 | 4 | 1 | 23
2015-12-10 23:00 |  | 8256 | 0 | 0 | 4 | 1 | 24
2015-12-11 | Workday | 8257 | 0 | 0 | 5 | 1 | 1
2015-12-11 01:00 |  | 8258 | 0 | 0 | 5 | 1 | 2
2015-12-11 02:00 |  | 8259 | 0 | 0 | 5 | 1 | 3
2015-12-11 03:00 |  | 8260 | 0 | 0 | 5 | 1 | 4
2015-12-11 04:00 |  | 8261 | 0 | 0 | 5 | 1 | 5
2015-12-11 05:00 |  | 8262 | 0 | 0 | 5 | 1 | 6
2015-12-11 06:00 |  | 8263 | 0 | 0 | 5 | 1 | 7
2015-12-11 07:00 |  | 8264 | 0 | 0 | 5 | 1 | 8
2015-12-11 08:00 |  | 8265 | 0 | 0 | 5 | 1 | 9
2015-12-11 09:00 |  | 8266 | 0 | 0 | 5 | 1 | 10
2015-12-11 10:00 |  | 8267 | 0 | 0 | 5 | 1 | 11
2015-12-11 11:00 |  | 8268 | 0 | 0 | 5 | 1 | 12
2015-12-11 12:00 |  | 8269 | 0 | 0 | 5 | 1 | 13
2015-12-11 13:00 |  | 8270 | 0 | 0 | 5 | 1 | 14
2015-12-11 14:00 |  | 8271 | 0 | 0 | 5 | 1 | 15
2015-12-11 15:00 |  | 8272 | 0 | 0 | 5 | 1 | 16
2015-12-11 16:00 |  | 8273 | 0 | 0 | 5 | 1 | 17
2015-12-11 17:00 |  | 8274 | 0 | 0 | 5 | 1 | 18
2015-12-11 18:00 |  | 8275 | 0 | 0 | 5 | 1 | 19
2015-12-11 19:00 |  | 8276 | 0 | 0 | 5 | 1 | 20
2015-12-11 20:00 |  | 8277 | 0 | 0 | 5 | 1 | 21
2015-12-11 21:00 |  | 8278 | 0 | 0 | 5 | 1 | 22
2015-12-11 22:00 |  | 8279 | 0 | 0 | 5 | 1 | 23
2015-12-11 23:00 |  | 8280 | 0 | 0 | 5 | 1 | 24
2015-12-12 | Saturday | 8281 | 0 | 0 | 6 | 2 | 1
2015-12-12 01:00 |  | 8282 | 0 | 0 | 6 | 2 | 2
2015-12-12 02:00 |  | 8283 | 0 | 0 | 6 | 2 | 3
2015-12-12 03:00 |  | 8284 | 0 | 0 | 6 | 2 | 4
2015-12-12 04:00 |  | 8285 | 0 | 0 | 6 | 2 | 5
2015-12-12 05:00 |  | 8286 | 0 | 0 | 6 | 2 | 6
2015-12-12 06:00 |  | 8287 | 0 | 0 | 6 | 2 | 7
2015-12-12 07:00 |  | 8288 | 0 | 0 | 6 | 2 | 8
2015-12-12 08:00 |  | 8289 | 0 | 0 | 6 | 2 | 9
2015-12-12 09:00 |  | 8290 | 0 | 0 | 6 | 2 | 10
2015-12-12 10:00 |  | 8291 | 0 | 0 | 6 | 2 | 11
2015-12-12 11:00 |  | 8292 | 0 | 0 | 6 | 2 | 12
2015-12-12 12:00 |  | 8293 | 0 | 0 | 6 | 2 | 13
2015-12-12 13:00 |  | 8294 | 0 | 0 | 6 | 2 | 14
2015-12-12 14:00 |  | 8295 | 0 | 0 | 6 | 2 | 15
2015-12-12 15:00 |  | 8296 | 0 | 0 | 6 | 2 | 16
2015-12-12 16:00 |  | 8297 | 0 | 0 | 6 | 2 | 17
2015-12-12 17:00 |  | 8298 | 0 | 0 | 6 | 2 | 18
2015-12-12 18:00 |  | 8299 | 0 | 0 | 6 | 2 | 19
2015-12-12 19:00 |  | 8300 | 0 | 0 | 6 | 2 | 20
2015-12-12 20:00 |  | 8301 | 0 | 0 | 6 | 2 | 21
2015-12-12 21:00 |  | 8302 | 0 | 0 | 6 | 2 | 22
2015-12-12 22:00 |  | 8303 | 0 | 0 | 6 | 2 | 23
2015-12-12 23:00 |  | 8304 | 0 | 0 | 6 | 2 | 24
2015-12-13 | Holiday | 8305 | 0 | 0 | 7 | 3 | 1
2015-12-13 01:00 |  | 8306 | 0 | 0 | 7 | 3 | 2
2015-12-13 02:00 |  | 8307 | 0 | 0 | 7 | 3 | 3
2015-12-13 03:00 |  | 8308 | 0 | 0 | 7 | 3 | 4
2015-12-13 04:00 |  | 8309 | 0 | 0 | 7 | 3 | 5
2015-12-13 05:00 |  | 8310 | 0 | 0 | 7 | 3 | 6
2015-12-13 06:00 |  | 8311 | 0 | 0 | 7 | 3 | 7
2015-12-13 07:00 |  | 8312 | 0 | 0 | 7 | 3 | 8
2015-12-13 08:00 |  | 8313 | 0 | 0 | 7 | 3 | 9
2015-12-13 09:00 |  | 8314 | 0 | 0 | 7 | 3 | 10
2015-12-13 10:00 |  | 8315 | 0 | 0 | 7 | 3 | 11
2015-12-13 11:00 |  | 8316 | 0 | 0 | 7 | 3 | 12
2015-12-13 12:00 |  | 8317 | 0 | 0 | 7 | 3 | 13
2015-12-13 13:00 |  | 8318 | 0 | 0 | 7 | 3 | 14
2015-12-13 14:00 |  | 8319 | 0 | 0 | 7 | 3 | 15
2015-12-13 15:00 |  | 8320 | 0 | 0 | 7 | 3 | 16
2015-12-13 16:00 |  | 8321 | 0 | 0 | 7 | 3 | 17
2015-12-13 17:00 |  | 8322 | 0 | 0 | 7 | 3 | 18
2015-12-13 18:00 |  | 8323 | 0 | 0 | 7 | 3 | 19
2015-12-13 19:00 |  | 8324 | 0 | 0 | 7 | 3 | 20
2015-12-13 20:00 |  | 8325 | 0 | 0 | 7 | 3 | 21
2015-12-13 21:00 |  | 8326 | 0 | 0 | 7 | 3 | 22
2015-12-13 22:00 |  | 8327 | 0 | 0 | 7 | 3 | 23
2015-12-13 23:00 |  | 8328 | 0 | 0 | 7 | 3 | 24
2015-12-14 | Workday | 8329 | 0 | 0 | 1 | 1 | 1
2015-12-14 01:00 |  | 8330 | 0 | 0 | 1 | 1 | 2
2015-12-14 02:00 |  | 8331 | 0 | 0 | 1 | 1 | 3
2015-12-14 03:00 |  | 8332 | 0 | 0 | 1 | 1 | 4
2015-12-14 04:00 |  | 8333 | 0 | 0 | 1 | 1 | 5
2015-12-14 05:00 |  | 8334 | 0 | 0 | 1 | 1 | 6
2015-12-14 06:00 |  | 8335 | 0 | 0 | 1 | 1 | 7
2015-12-14 07:00 |  | 8336 | 0 | 0 | 1 | 1 | 8
2015-12-14 08:00 |  | 8337 | 0 | 0 | 1 | 1 | 9
2015-12-14 09:00 |  | 8338 | 0 | 0 | 1 | 1 | 10
2015-12-14 10:00 |  | 8339 | 0 | 0 | 1 | 1 | 11
2015-12-14 11:00 |  | 8340 | 0 | 0 | 1 | 1 | 12
2015-12-14 12:00 |  | 8341 | 0 | 0 | 1 | 1 | 13
2015-12-14 13:00 |  | 8342 | 0 | 0 | 1 | 1 | 14
2015-12-14 14:00 |  | 8343 | 0 | 0 | 1 | 1 | 15
2015-12-14 15:00 |  | 8344 | 0 | 0 | 1 | 1 | 16
2015-12-14 16:00 |  | 8345 | 0 | 0 | 1 | 1 | 17
2015-12-14 17:00 |  | 8346 | 0 | 0 | 1 | 1 | 18
2015-12-14 18:00 |  | 8347 | 0 | 0 | 1 | 1 | 19
2015-12-14 19:00 |  | 8348 | 0 | 0 | 1 | 1 | 20
2015-12-14 20:00 |  | 8349 | 0 | 0 | 1 | 1 | 21
2015-12-14 21:00 |  | 8350 | 0 | 0 | 1 | 1 | 22
2015-12-14 22:00 |  | 8351 | 0 | 0 | 1 | 1 | 23
2015-12-14 23:00 |  | 8352 | 0 | 0 | 1 | 1 | 24
2015-12-15 | Workday | 8353 | 0 | 0 | 2 | 1 | 1
2015-12-15 01:00 |  | 8354 | 0 | 0 | 2 | 1 | 2
2015-12-15 02:00 |  | 8355 | 0 | 0 | 2 | 1 | 3
2015-12-15 03:00 |  | 8356 | 0 | 0 | 2 | 1 | 4
2015-12-15 04:00 |  | 8357 | 0 | 0 | 2 | 1 | 5
2015-12-15 05:00 |  | 8358 | 0 | 0 | 2 | 1 | 6
2015-12-15 06:00 |  | 8359 | 0 | 0 | 2 | 1 | 7
2015-12-15 07:00 |  | 8360 | 0 | 0 | 2 | 1 | 8
2015-12-15 08:00 |  | 8361 | 0 | 0 | 2 | 1 | 9
2015-12-15 09:00 |  | 8362 | 0 | 0 | 2 | 1 | 10
2015-12-15 10:00 |  | 8363 | 0 | 0 | 2 | 1 | 11
2015-12-15 11:00 |  | 8364 | 0 | 0 | 2 | 1 | 12
2015-12-15 12:00 |  | 8365 | 0 | 0 | 2 | 1 | 13
2015-12-15 13:00 |  | 8366 | 0 | 0 | 2 | 1 | 14
2015-12-15 14:00 |  | 8367 | 0 | 0 | 2 | 1 | 15
2015-12-15 15:00 |  | 8368 | 0 | 0 | 2 | 1 | 16
2015-12-15 16:00 |  | 8369 | 0 | 0 | 2 | 1 | 17
2015-12-15 17:00 |  | 8370 | 0 | 0 | 2 | 1 | 18
2015-12-15 18:00 |  | 8371 | 0 | 0 | 2 | 1 | 19
2015-12-15 19:00 |  | 8372 | 0 | 0 | 2 | 1 | 20
2015-12-15 20:00 |  | 8373 | 0 | 0 | 2 | 1 | 21
2015-12-15 21:00 |  | 8374 | 0 | 0 | 2 | 1 | 22
2015-12-15 22:00 |  | 8375 | 0 | 0 | 2 | 1 | 23
2015-12-15 23:00 |  | 8376 | 0 | 0 | 2 | 1 | 24
2015-12-16 | Workday | 8377 | 0 | 0 | 3 | 1 | 1
2015-12-16 01:00 |  | 8378 | 0 | 0 | 3 | 1 | 2
2015-12-16 02:00 |  | 8379 | 0 | 0 | 3 | 1 | 3
2015-12-16 03:00 |  | 8380 | 0 | 0 | 3 | 1 | 4
2015-12-16 04:00 |  | 8381 | 0 | 0 | 3 | 1 | 5
2015-12-16 05:00 |  | 8382 | 0 | 0 | 3 | 1 | 6
2015-12-16 06:00 |  | 8383 | 0 | 0 | 3 | 1 | 7
2015-12-16 07:00 |  | 8384 | 0 | 0 | 3 | 1 | 8
2015-12-16 08:00 |  | 8385 | 0 | 0 | 3 | 1 | 9
2015-12-16 09:00 |  | 8386 | 0 | 0 | 3 | 1 | 10
2015-12-16 10:00 |  | 8387 | 0 | 0 | 3 | 1 | 11
2015-12-16 11:00 |  | 8388 | 0 | 0 | 3 | 1 | 12
2015-12-16 12:00 |  | 8389 | 0 | 0 | 3 | 1 | 13
2015-12-16 13:00 |  | 8390 | 0 | 0 | 3 | 1 | 14
2015-12-16 14:00 |  | 8391 | 0 | 0 | 3 | 1 | 15
2015-12-16 15:00 |  | 8392 | 0 | 0 | 3 | 1 | 16
2015-12-16 16:00 |  | 8393 | 0 | 0 | 3 | 1 | 17
2015-12-16 17:00 |  | 8394 | 0 | 0 | 3 | 1 | 18
2015-12-16 18:00 |  | 8395 | 0 | 0 | 3 | 1 | 19
2015-12-16 19:00 |  | 8396 | 0 | 0 | 3 | 1 | 20
2015-12-16 20:00 |  | 8397 | 0 | 0 | 3 | 1 | 21
2015-12-16 21:00 |  | 8398 | 0 | 0 | 3 | 1 | 22
2015-12-16 22:00 |  | 8399 | 0 | 0 | 3 | 1 | 23
2015-12-16 23:00 |  | 8400 | 0 | 0 | 3 | 1 | 24
2015-12-17 | Workday | 8401 | 0 | 0 | 4 | 1 | 1
2015-12-17 01:00 |  | 8402 | 0 | 0 | 4 | 1 | 2
2015-12-17 02:00 |  | 8403 | 0 | 0 | 4 | 1 | 3
2015-12-17 03:00 |  | 8404 | 0 | 0 | 4 | 1 | 4
2015-12-17 04:00 |  | 8405 | 0 | 0 | 4 | 1 | 5
2015-12-17 05:00 |  | 8406 | 0 | 0 | 4 | 1 | 6
2015-12-17 06:00 |  | 8407 | 0 | 0 | 4 | 1 | 7
2015-12-17 07:00 |  | 8408 | 0 | 0 | 4 | 1 | 8
2015-12-17 08:00 |  | 8409 | 0 | 0 | 4 | 1 | 9
2015-12-17 09:00 |  | 8410 | 0 | 0 | 4 | 1 | 10
2015-12-17 10:00 |  | 8411 | 0 | 0 | 4 | 1 | 11
2015-12-17 11:00 |  | 8412 | 0 | 0 | 4 | 1 | 12
2015-12-17 12:00 |  | 8413 | 0 | 0 | 4 | 1 | 13
2015-12-17 13:00 |  | 8414 | 0 | 0 | 4 | 1 | 14
2015-12-17 14:00 |  | 8415 | 0 | 0 | 4 | 1 | 15
2015-12-17 15:00 |  | 8416 | 0 | 0 | 4 | 1 | 16
2015-12-17 16:00 |  | 8417 | 0 | 0 | 4 | 1 | 17
2015-12-17 17:00 |  | 8418 | 0 | 0 | 4 | 1 | 18
2015-12-17 18:00 |  | 8419 | 0 | 0 | 4 | 1 | 19
2015-12-17 19:00 |  | 8420 | 0 | 0 | 4 | 1 | 20
2015-12-17 20:00 |  | 8421 | 0 | 0 | 4 | 1 | 21
2015-12-17 21:00 |  | 8422 | 0 | 0 | 4 | 1 | 22
2015-12-17 22:00 |  | 8423 | 0 | 0 | 4 | 1 | 23
2015-12-17 23:00 |  | 8424 | 0 | 0 | 4 | 1 | 24
2015-12-18 | Workday | 8425 | 0 | 0 | 5 | 1 | 1
2015-12-18 01:00 |  | 8426 | 0 | 0 | 5 | 1 | 2
2015-12-18 02:00 |  | 8427 | 0 | 0 | 5 | 1 | 3
2015-12-18 03:00 |  | 8428 | 0 | 0 | 5 | 1 | 4
2015-12-18 04:00 |  | 8429 | 0 | 0 | 5 | 1 | 5
2015-12-18 05:00 |  | 8430 | 0 | 0 | 5 | 1 | 6
2015-12-18 06:00 |  | 8431 | 0 | 0 | 5 | 1 | 7
2015-12-18 07:00 |  | 8432 | 0 | 0 | 5 | 1 | 8
2015-12-18 08:00 |  | 8433 | 0 | 0 | 5 | 1 | 9
2015-12-18 09:00 |  | 8434 | 0 | 0 | 5 | 1 | 10
2015-12-18 10:00 |  | 8435 | 0 | 0 | 5 | 1 | 11
2015-12-18 11:00 |  | 8436 | 0 | 0 | 5 | 1 | 12
2015-12-18 12:00 |  | 8437 | 0 | 0 | 5 | 1 | 13
2015-12-18 13:00 |  | 8438 | 0 | 0 | 5 | 1 | 14
2015-12-18 14:00 |  | 8439 | 0 | 0 | 5 | 1 | 15
2015-12-18 15:00 |  | 8440 | 0 | 0 | 5 | 1 | 16
2015-12-18 16:00 |  | 8441 | 0 | 0 | 5 | 1 | 17
2015-12-18 17:00 |  | 8442 | 0 | 0 | 5 | 1 | 18
2015-12-18 18:00 |  | 8443 | 0 | 0 | 5 | 1 | 19
2015-12-18 19:00 |  | 8444 | 0 | 0 | 5 | 1 | 20
2015-12-18 20:00 |  | 8445 | 0 | 0 | 5 | 1 | 21
2015-12-18 21:00 |  | 8446 | 0 | 0 | 5 | 1 | 22
2015-12-18 22:00 |  | 8447 | 0 | 0 | 5 | 1 | 23
2015-12-18 23:00 |  | 8448 | 0 | 0 | 5 | 1 | 24
2015-12-19 | Saturday | 8449 | 0 | 0 | 6 | 2 | 1
2015-12-19 01:00 |  | 8450 | 0 | 0 | 6 | 2 | 2
2015-12-19 02:00 |  | 8451 | 0 | 0 | 6 | 2 | 3
2015-12-19 03:00 |  | 8452 | 0 | 0 | 6 | 2 | 4
2015-12-19 04:00 |  | 8453 | 0 | 0 | 6 | 2 | 5
2015-12-19 05:00 |  | 8454 | 0 | 0 | 6 | 2 | 6
2015-12-19 06:00 |  | 8455 | 0 | 0 | 6 | 2 | 7
2015-12-19 07:00 |  | 8456 | 0 | 0 | 6 | 2 | 8
2015-12-19 08:00 |  | 8457 | 0 | 0 | 6 | 2 | 9
2015-12-19 09:00 |  | 8458 | 0 | 0 | 6 | 2 | 10
2015-12-19 10:00 |  | 8459 | 0 | 0 | 6 | 2 | 11
2015-12-19 11:00 |  | 8460 | 0 | 0 | 6 | 2 | 12
2015-12-19 12:00 |  | 8461 | 0 | 0 | 6 | 2 | 13
2015-12-19 13:00 |  | 8462 | 0 | 0 | 6 | 2 | 14
2015-12-19 14:00 |  | 8463 | 0 | 0 | 6 | 2 | 15
2015-12-19 15:00 |  | 8464 | 0 | 0 | 6 | 2 | 16
2015-12-19 16:00 |  | 8465 | 0 | 0 | 6 | 2 | 17
2015-12-19 17:00 |  | 8466 | 0 | 0 | 6 | 2 | 18
2015-12-19 18:00 |  | 8467 | 0 | 0 | 6 | 2 | 19
2015-12-19 19:00 |  | 8468 | 0 | 0 | 6 | 2 | 20
2015-12-19 20:00 |  | 8469 | 0 | 0 | 6 | 2 | 21
2015-12-19 21:00 |  | 8470 | 0 | 0 | 6 | 2 | 22
2015-12-19 22:00 |  | 8471 | 0 | 0 | 6 | 2 | 23
2015-12-19 23:00 |  | 8472 | 0 | 0 | 6 | 2 | 24
2015-12-20 | Holiday | 8473 | 0 | 0 | 7 | 3 | 1
2015-12-20 01:00 |  | 8474 | 0 | 0 | 7 | 3 | 2
2015-12-20 02:00 |  | 8475 | 0 | 0 | 7 | 3 | 3
2015-12-20 03:00 |  | 8476 | 0 | 0 | 7 | 3 | 4
2015-12-20 04:00 |  | 8477 | 0 | 0 | 7 | 3 | 5
2015-12-20 05:00 |  | 8478 | 0 | 0 | 7 | 3 | 6
2015-12-20 06:00 |  | 8479 | 0 | 0 | 7 | 3 | 7
2015-12-20 07:00 |  | 8480 | 0 | 0 | 7 | 3 | 8
2015-12-20 08:00 |  | 8481 | 0 | 0 | 7 | 3 | 9
2015-12-20 09:00 |  | 8482 | 0 | 0 | 7 | 3 | 10
2015-12-20 10:00 |  | 8483 | 0 | 0 | 7 | 3 | 11
2015-12-20 11:00 |  | 8484 | 0 | 0 | 7 | 3 | 12
2015-12-20 12:00 |  | 8485 | 0 | 0 | 7 | 3 | 13
2015-12-20 13:00 |  | 8486 | 0 | 0 | 7 | 3 | 14
2015-12-20 14:00 |  | 8487 | 0 | 0 | 7 | 3 | 15
2015-12-20 15:00 |  | 8488 | 0 | 0 | 7 | 3 | 16
2015-12-20 16:00 |  | 8489 | 0 | 0 | 7 | 3 | 17
2015-12-20 17:00 |  | 8490 | 0 | 0 | 7 | 3 | 18
2015-12-20 18:00 |  | 8491 | 0 | 0 | 7 | 3 | 19
2015-12-20 19:00 |  | 8492 | 0 | 0 | 7 | 3 | 20
2015-12-20 20:00 |  | 8493 | 0 | 0 | 7 | 3 | 21
2015-12-20 21:00 |  | 8494 | 0 | 0 | 7 | 3 | 22
2015-12-20 22:00 |  | 8495 | 0 | 0 | 7 | 3 | 23
2015-12-20 23:00 |  | 8496 | 0 | 0 | 7 | 3 | 24
2015-12-21 | Workday | 8497 | 0 | 0 | 1 | 1 | 1
2015-12-21 01:00 |  | 8498 | 0 | 0 | 1 | 1 | 2
2015-12-21 02:00 |  | 8499 | 0 | 0 | 1 | 1 | 3
2015-12-21 03:00 |  | 8500 | 0 | 0 | 1 | 1 | 4
2015-12-21 04:00 |  | 8501 | 0 | 0 | 1 | 1 | 5
2015-12-21 05:00 |  | 8502 | 0 | 0 | 1 | 1 | 6
2015-12-21 06:00 |  | 8503 | 0 | 0 | 1 | 1 | 7
2015-12-21 07:00 |  | 8504 | 0 | 0 | 1 | 1 | 8
2015-12-21 08:00 |  | 8505 | 0 | 0 | 1 | 1 | 9
2015-12-21 09:00 |  | 8506 | 0 | 0 | 1 | 1 | 10
2015-12-21 10:00 |  | 8507 | 0 | 0 | 1 | 1 | 11
2015-12-21 11:00 |  | 8508 | 0 | 0 | 1 | 1 | 12
2015-12-21 12:00 |  | 8509 | 0 | 0 | 1 | 1 | 13
2015-12-21 13:00 |  | 8510 | 0 | 0 | 1 | 1 | 14
2015-12-21 14:00 |  | 8511 | 0 | 0 | 1 | 1 | 15
2015-12-21 15:00 |  | 8512 | 0 | 0 | 1 | 1 | 16
2015-12-21 16:00 |  | 8513 | 0 | 0 | 1 | 1 | 17
2015-12-21 17:00 |  | 8514 | 0 | 0 | 1 | 1 | 18
2015-12-21 18:00 |  | 8515 | 0 | 0 | 1 | 1 | 19
2015-12-21 19:00 |  | 8516 | 0 | 0 | 1 | 1 | 20
2015-12-21 20:00 |  | 8517 | 0 | 0 | 1 | 1 | 21
2015-12-21 21:00 |  | 8518 | 0 | 0 | 1 | 1 | 22
2015-12-21 22:00 |  | 8519 | 0 | 0 | 1 | 1 | 23
2015-12-21 23:00 |  | 8520 | 0 | 0 | 1 | 1 | 24
2015-12-22 | Workday | 8521 | 0 | 0 | 2 | 1 | 1
2015-12-22 01:00 |  | 8522 | 0 | 0 | 2 | 1 | 2
2015-12-22 02:00 |  | 8523 | 0 | 0 | 2 | 1 | 3
2015-12-22 03:00 |  | 8524 | 0 | 0 | 2 | 1 | 4
2015-12-22 04:00 |  | 8525 | 0 | 0 | 2 | 1 | 5
2015-12-22 05:00 |  | 8526 | 0 | 0 | 2 | 1 | 6
2015-12-22 06:00 |  | 8527 | 0 | 0 | 2 | 1 | 7
2015-12-22 07:00 |  | 8528 | 0 | 0 | 2 | 1 | 8
2015-12-22 08:00 |  | 8529 | 0 | 0 | 2 | 1 | 9
2015-12-22 09:00 |  | 8530 | 0 | 0 | 2 | 1 | 10
2015-12-22 10:00 |  | 8531 | 0 | 0 | 2 | 1 | 11
2015-12-22 11:00 |  | 8532 | 0 | 0 | 2 | 1 | 12
2015-12-22 12:00 |  | 8533 | 0 | 0 | 2 | 1 | 13
2015-12-22 13:00 |  | 8534 | 0 | 0 | 2 | 1 | 14
2015-12-22 14:00 |  | 8535 | 0 | 0 | 2 | 1 | 15
2015-12-22 15:00 |  | 8536 | 0 | 0 | 2 | 1 | 16
2015-12-22 16:00 |  | 8537 | 0 | 0 | 2 | 1 | 17
2015-12-22 17:00 |  | 8538 | 0 | 0 | 2 | 1 | 18
2015-12-22 18:00 |  | 8539 | 0 | 0 | 2 | 1 | 19
2015-12-22 19:00 |  | 8540 | 0 | 0 | 2 | 1 | 20
2015-12-22 20:00 |  | 8541 | 0 | 0 | 2 | 1 | 21
2015-12-22 21:00 |  | 8542 | 0 | 0 | 2 | 1 | 22
2015-12-22 22:00 |  | 8543 | 0 | 0 | 2 | 1 | 23
2015-12-22 23:00 |  | 8544 | 0 | 0 | 2 | 1 | 24
2015-12-23 | Workday | 8545 | 0 | 0 | 3 | 1 | 1
2015-12-23 01:00 |  | 8546 | 0 | 0 | 3 | 1 | 2
2015-12-23 02:00 |  | 8547 | 0 | 0 | 3 | 1 | 3
2015-12-23 03:00 |  | 8548 | 0 | 0 | 3 | 1 | 4
2015-12-23 04:00 |  | 8549 | 0 | 0 | 3 | 1 | 5
2015-12-23 05:00 |  | 8550 | 0 | 0 | 3 | 1 | 6
2015-12-23 06:00 |  | 8551 | 0 | 0 | 3 | 1 | 7
2015-12-23 07:00 |  | 8552 | 0 | 0 | 3 | 1 | 8
2015-12-23 08:00 |  | 8553 | 0 | 0 | 3 | 1 | 9
2015-12-23 09:00 |  | 8554 | 0 | 0 | 3 | 1 | 10
2015-12-23 10:00 |  | 8555 | 0 | 0 | 3 | 1 | 11
2015-12-23 11:00 |  | 8556 | 0 | 0 | 3 | 1 | 12
2015-12-23 12:00 |  | 8557 | 0 | 0 | 3 | 1 | 13
2015-12-23 13:00 |  | 8558 | 0 | 0 | 3 | 1 | 14
2015-12-23 14:00 |  | 8559 | 0 | 0 | 3 | 1 | 15
2015-12-23 15:00 |  | 8560 | 0 | 0 | 3 | 1 | 16
2015-12-23 16:00 |  | 8561 | 0 | 0 | 3 | 1 | 17
2015-12-23 17:00 |  | 8562 | 0 | 0 | 3 | 1 | 18
2015-12-23 18:00 |  | 8563 | 0 | 0 | 3 | 1 | 19
2015-12-23 19:00 |  | 8564 | 0 | 0 | 3 | 1 | 20
2015-12-23 20:00 |  | 8565 | 0 | 0 | 3 | 1 | 21
2015-12-23 21:00 |  | 8566 | 0 | 0 | 3 | 1 | 22
2015-12-23 22:00 |  | 8567 | 0 | 0 | 3 | 1 | 23
2015-12-23 23:00 |  | 8568 | 0 | 0 | 3 | 1 | 24
2015-12-24 | Workday | 8569 | 0 | 0 | 4 | 1 | 1
2015-12-24 01:00 |  | 8570 | 0 | 0 | 4 | 1 | 2
2015-12-24 02:00 |  | 8571 | 0 | 0 | 4 | 1 | 3
2015-12-24 03:00 |  | 8572 | 0 | 0 | 4 | 1 | 4
2015-12-24 04:00 |  | 8573 | 0 | 0 | 4 | 1 | 5
2015-12-24 05:00 |  | 8574 | 0 | 0 | 4 | 1 | 6
2015-12-24 06:00 |  | 8575 | 0 | 0 | 4 | 1 | 7
2015-12-24 07:00 |  | 8576 | 0 | 0 | 4 | 1 | 8
2015-12-24 08:00 |  | 8577 | 0 | 0 | 4 | 1 | 9
2015-12-24 09:00 |  | 8578 | 0 | 0 | 4 | 1 | 10
2015-12-24 10:00 |  | 8579 | 0 | 0 | 4 | 1 | 11
2015-12-24 11:00 |  | 8580 | 0 | 0 | 4 | 1 | 12
2015-12-24 12:00 |  | 8581 | 0 | 0 | 4 | 1 | 13
2015-12-24 13:00 |  | 8582 | 0 | 0 | 4 | 1 | 14
2015-12-24 14:00 |  | 8583 | 0 | 0 | 4 | 1 | 15
2015-12-24 15:00 |  | 8584 | 0 | 0 | 4 | 1 | 16
2015-12-24 16:00 |  | 8585 | 0 | 0 | 4 | 1 | 17
2015-12-24 17:00 |  | 8586 | 0 | 0 | 4 | 1 | 18
2015-12-24 18:00 |  | 8587 | 0 | 0 | 4 | 1 | 19
2015-12-24 19:00 |  | 8588 | 0 | 0 | 4 | 1 | 20
2015-12-24 20:00 |  | 8589 | 0 | 0 | 4 | 1 | 21
2015-12-24 21:00 |  | 8590 | 0 | 0 | 4 | 1 | 22
2015-12-24 22:00 |  | 8591 | 0 | 0 | 4 | 1 | 23
2015-12-24 23:00 |  | 8592 | 0 | 0 | 4 | 1 | 24
2015-12-25 | Workday | 8593 | 0 | 0 | 5 | 1 | 1
2015-12-25 01:00 |  | 8594 | 0 | 0 | 5 | 1 | 2
2015-12-25 02:00 |  | 8595 | 0 | 0 | 5 | 1 | 3
2015-12-25 03:00 |  | 8596 | 0 | 0 | 5 | 1 | 4
2015-12-25 04:00 |  | 8597 | 0 | 0 | 5 | 1 | 5
2015-12-25 05:00 |  | 8598 | 0 | 0 | 5 | 1 | 6
2015-12-25 06:00 |  | 8599 | 0 | 0 | 5 | 1 | 7
2015-12-25 07:00 |  | 8600 | 0 | 0 | 5 | 1 | 8
2015-12-25 08:00 |  | 8601 | 0 | 0 | 5 | 1 | 9
2015-12-25 09:00 |  | 8602 | 0 | 0 | 5 | 1 | 10
2015-12-25 10:00 |  | 8603 | 0 | 0 | 5 | 1 | 11
2015-12-25 11:00 |  | 8604 | 0 | 0 | 5 | 1 | 12
2015-12-25 12:00 |  | 8605 | 0 | 0 | 5 | 1 | 13
2015-12-25 13:00 |  | 8606 | 0 | 0 | 5 | 1 | 14
2015-12-25 14:00 |  | 8607 | 0 | 0 | 5 | 1 | 15
2015-12-25 15:00 |  | 8608 | 0 | 0 | 5 | 1 | 16
2015-12-25 16:00 |  | 8609 | 0 | 0 | 5 | 1 | 17
2015-12-25 17:00 |  | 8610 | 0 | 0 | 5 | 1 | 18
2015-12-25 18:00 |  | 8611 | 0 | 0 | 5 | 1 | 19
2015-12-25 19:00 |  | 8612 | 0 | 0 | 5 | 1 | 20
2015-12-25 20:00 |  | 8613 | 0 | 0 | 5 | 1 | 21
2015-12-25 21:00 |  | 8614 | 0 | 0 | 5 | 1 | 22
2015-12-25 22:00 |  | 8615 | 0 | 0 | 5 | 1 | 23
2015-12-25 23:00 |  | 8616 | 0 | 0 | 5 | 1 | 24
2015-12-26 | Saturday | 8617 | 0 | 0 | 6 | 2 | 1
2015-12-26 01:00 |  | 8618 | 0 | 0 | 6 | 2 | 2
2015-12-26 02:00 |  | 8619 | 0 | 0 | 6 | 2 | 3
2015-12-26 03:00 |  | 8620 | 0 | 0 | 6 | 2 | 4
2015-12-26 04:00 |  | 8621 | 0 | 0 | 6 | 2 | 5
2015-12-26 05:00 |  | 8622 | 0 | 0 | 6 | 2 | 6
2015-12-26 06:00 |  | 8623 | 0 | 0 | 6 | 2 | 7
2015-12-26 07:00 |  | 8624 | 0 | 0 | 6 | 2 | 8
2015-12-26 08:00 |  | 8625 | 0 | 0 | 6 | 2 | 9
2015-12-26 09:00 |  | 8626 | 0 | 0 | 6 | 2 | 10
2015-12-26 10:00 |  | 8627 | 0 | 0 | 6 | 2 | 11
2015-12-26 11:00 |  | 8628 | 0 | 0 | 6 | 2 | 12
2015-12-26 12:00 |  | 8629 | 0 | 0 | 6 | 2 | 13
2015-12-26 13:00 |  | 8630 | 0 | 0 | 6 | 2 | 14
2015-12-26 14:00 |  | 8631 | 0 | 0 | 6 | 2 | 15
2015-12-26 15:00 |  | 8632 | 0 | 0 | 6 | 2 | 16
2015-12-26 16:00 |  | 8633 | 0 | 0 | 6 | 2 | 17
2015-12-26 17:00 |  | 8634 | 0 | 0 | 6 | 2 | 18
2015-12-26 18:00 |  | 8635 | 0 | 0 | 6 | 2 | 19
2015-12-26 19:00 |  | 8636 | 0 | 0 | 6 | 2 | 20
2015-12-26 20:00 |  | 8637 | 0 | 0 | 6 | 2 | 21
2015-12-26 21:00 |  | 8638 | 0 | 0 | 6 | 2 | 22
2015-12-26 22:00 |  | 8639 | 0 | 0 | 6 | 2 | 23
2015-12-26 23:00 |  | 8640 | 0 | 0 | 6 | 2 | 24
2015-12-27 | Holiday | 8641 | 0 | 0 | 7 | 3 | 1
2015-12-27 01:00 |  | 8642 | 0 | 0 | 7 | 3 | 2
2015-12-27 02:00 |  | 8643 | 0 | 0 | 7 | 3 | 3
2015-12-27 03:00 |  | 8644 | 0 | 0 | 7 | 3 | 4
2015-12-27 04:00 |  | 8645 | 0 | 0 | 7 | 3 | 5
2015-12-27 05:00 |  | 8646 | 0 | 0 | 7 | 3 | 6
2015-12-27 06:00 |  | 8647 | 0 | 0 | 7 | 3 | 7
2015-12-27 07:00 |  | 8648 | 0 | 0 | 7 | 3 | 8
2015-12-27 08:00 |  | 8649 | 0 | 0 | 7 | 3 | 9
2015-12-27 09:00 |  | 8650 | 0 | 0 | 7 | 3 | 10
2015-12-27 10:00 |  | 8651 | 0 | 0 | 7 | 3 | 11
2015-12-27 11:00 |  | 8652 | 0 | 0 | 7 | 3 | 12
2015-12-27 12:00 |  | 8653 | 0 | 0 | 7 | 3 | 13
2015-12-27 13:00 |  | 8654 | 0 | 0 | 7 | 3 | 14
2015-12-27 14:00 |  | 8655 | 0 | 0 | 7 | 3 | 15
2015-12-27 15:00 |  | 8656 | 0 | 0 | 7 | 3 | 16
2015-12-27 16:00 |  | 8657 | 0 | 0 | 7 | 3 | 17
2015-12-27 17:00 |  | 8658 | 0 | 0 | 7 | 3 | 18
2015-12-27 18:00 |  | 8659 | 0 | 0 | 7 | 3 | 19
2015-12-27 19:00 |  | 8660 | 0 | 0 | 7 | 3 | 20
2015-12-27 20:00 |  | 8661 | 0 | 0 | 7 | 3 | 21
2015-12-27 21:00 |  | 8662 | 0 | 0 | 7 | 3 | 22
2015-12-27 22:00 |  | 8663 | 0 | 0 | 7 | 3 | 23
2015-12-27 23:00 |  | 8664 | 0 | 0 | 7 | 3 | 24
2015-12-28 | Workday | 8665 | 0 | 0 | 1 | 1 | 1
2015-12-28 01:00 |  | 8666 | 0 | 0 | 1 | 1 | 2
2015-12-28 02:00 |  | 8667 | 0 | 0 | 1 | 1 | 3
2015-12-28 03:00 |  | 8668 | 0 | 0 | 1 | 1 | 4
2015-12-28 04:00 |  | 8669 | 0 | 0 | 1 | 1 | 5
2015-12-28 05:00 |  | 8670 | 0 | 0 | 1 | 1 | 6
2015-12-28 06:00 |  | 8671 | 0 | 0 | 1 | 1 | 7
2015-12-28 07:00 |  | 8672 | 0 | 0 | 1 | 1 | 8
2015-12-28 08:00 |  | 8673 | 0 | 0 | 1 | 1 | 9
2015-12-28 09:00 |  | 8674 | 0 | 0 | 1 | 1 | 10
2015-12-28 10:00 |  | 8675 | 0 | 0 | 1 | 1 | 11
2015-12-28 11:00 |  | 8676 | 0 | 0 | 1 | 1 | 12
2015-12-28 12:00 |  | 8677 | 0 | 0 | 1 | 1 | 13
2015-12-28 13:00 |  | 8678 | 0 | 0 | 1 | 1 | 14
2015-12-28 14:00 |  | 8679 | 0 | 0 | 1 | 1 | 15
2015-12-28 15:00 |  | 8680 | 0 | 0 | 1 | 1 | 16
2015-12-28 16:00 |  | 8681 | 0 | 0 | 1 | 1 | 17
2015-12-28 17:00 |  | 8682 | 0 | 0 | 1 | 1 | 18
2015-12-28 18:00 |  | 8683 | 0 | 0 | 1 | 1 | 19
2015-12-28 19:00 |  | 8684 | 0 | 0 | 1 | 1 | 20
2015-12-28 20:00 |  | 8685 | 0 | 0 | 1 | 1 | 21
2015-12-28 21:00 |  | 8686 | 0 | 0 | 1 | 1 | 22
2015-12-28 22:00 |  | 8687 | 0 | 0 | 1 | 1 | 23
2015-12-28 23:00 |  | 8688 | 0 | 0 | 1 | 1 | 24
2015-12-29 | Workday | 8689 | 0 | 0 | 2 | 1 | 1
2015-12-29 01:00 |  | 8690 | 0 | 0 | 2 | 1 | 2
2015-12-29 02:00 |  | 8691 | 0 | 0 | 2 | 1 | 3
2015-12-29 03:00 |  | 8692 | 0 | 0 | 2 | 1 | 4
2015-12-29 04:00 |  | 8693 | 0 | 0 | 2 | 1 | 5
2015-12-29 05:00 |  | 8694 | 0 | 0 | 2 | 1 | 6
2015-12-29 06:00 |  | 8695 | 0 | 0 | 2 | 1 | 7
2015-12-29 07:00 |  | 8696 | 0 | 0 | 2 | 1 | 8
2015-12-29 08:00 |  | 8697 | 0 | 0 | 2 | 1 | 9
2015-12-29 09:00 |  | 8698 | 0 | 0 | 2 | 1 | 10
2015-12-29 10:00 |  | 8699 | 0 | 0 | 2 | 1 | 11
2015-12-29 11:00 |  | 8700 | 0 | 0 | 2 | 1 | 12
2015-12-29 12:00 |  | 8701 | 0 | 0 | 2 | 1 | 13
2015-12-29 13:00 |  | 8702 | 0 | 0 | 2 | 1 | 14
2015-12-29 14:00 |  | 8703 | 0 | 0 | 2 | 1 | 15
2015-12-29 15:00 |  | 8704 | 0 | 0 | 2 | 1 | 16
2015-12-29 16:00 |  | 8705 | 0 | 0 | 2 | 1 | 17
2015-12-29 17:00 |  | 8706 | 0 | 0 | 2 | 1 | 18
2015-12-29 18:00 |  | 8707 | 0 | 0 | 2 | 1 | 19
2015-12-29 19:00 |  | 8708 | 0 | 0 | 2 | 1 | 20
2015-12-29 20:00 |  | 8709 | 0 | 0 | 2 | 1 | 21
2015-12-29 21:00 |  | 8710 | 0 | 0 | 2 | 1 | 22
2015-12-29 22:00 |  | 8711 | 0 | 0 | 2 | 1 | 23
2015-12-29 23:00 |  | 8712 | 0 | 0 | 2 | 1 | 24
2015-12-30 | Workday | 8713 | 0 | 0 | 3 | 1 | 1
2015-12-30 01:00 |  | 8714 | 0 | 0 | 3 | 1 | 2
2015-12-30 02:00 |  | 8715 | 0 | 0 | 3 | 1 | 3
2015-12-30 03:00 |  | 8716 | 0 | 0 | 3 | 1 | 4
2015-12-30 04:00 |  | 8717 | 0 | 0 | 3 | 1 | 5
2015-12-30 05:00 |  | 8718 | 0 | 0 | 3 | 1 | 6
2015-12-30 06:00 |  | 8719 | 0 | 0 | 3 | 1 | 7
2015-12-30 07:00 |  | 8720 | 0 | 0 | 3 | 1 | 8
2015-12-30 08:00 |  | 8721 | 0 | 0 | 3 | 1 | 9
2015-12-30 09:00 |  | 8722 | 0 | 0 | 3 | 1 | 10
2015-12-30 10:00 |  | 8723 | 0 | 0 | 3 | 1 | 11
2015-12-30 11:00 |  | 8724 | 0 | 0 | 3 | 1 | 12
2015-12-30 12:00 |  | 8725 | 0 | 0 | 3 | 1 | 13
2015-12-30 13:00 |  | 8726 | 0 | 0 | 3 | 1 | 14
2015-12-30 14:00 |  | 8727 | 0 | 0 | 3 | 1 | 15
2015-12-30 15:00 |  | 8728 | 0 | 0 | 3 | 1 | 16
2015-12-30 16:00 |  | 8729 | 0 | 0 | 3 | 1 | 17
2015-12-30 17:00 |  | 8730 | 0 | 0 | 3 | 1 | 18
2015-12-30 18:00 |  | 8731 | 0 | 0 | 3 | 1 | 19
2015-12-30 19:00 |  | 8732 | 0 | 0 | 3 | 1 | 20
2015-12-30 20:00 |  | 8733 | 0 | 0 | 3 | 1 | 21
2015-12-30 21:00 |  | 8734 | 0 | 0 | 3 | 1 | 22
2015-12-30 22:00 |  | 8735 | 0 | 0 | 3 | 1 | 23
2015-12-30 23:00 |  | 8736 | 0 | 0 | 3 | 1 | 24
2015-12-31 | Workday | 8737 | 0 | 0 | 4 | 1 | 1
2015-12-31 01:00 |  | 8738 | 0 | 0 | 4 | 1 | 2
2015-12-31 02:00 |  | 8739 | 0 | 0 | 4 | 1 | 3
2015-12-31 03:00 |  | 8740 | 0 | 0 | 4 | 1 | 4
2015-12-31 04:00 |  | 8741 | 0 | 0 | 4 | 1 | 5
2015-12-31 05:00 |  | 8742 | 0 | 0 | 4 | 1 | 6
2015-12-31 06:00 |  | 8743 | 0 | 0 | 4 | 1 | 7
2015-12-31 07:00 |  | 8744 | 0 | 0 | 4 | 1 | 8
2015-12-31 08:00 |  | 8745 | 0 | 0 | 4 | 1 | 9
2015-12-31 09:00 |  | 8746 | 0 | 0 | 4 | 1 | 10
2015-12-31 10:00 |  | 8747 | 0 | 0 | 4 | 1 | 11
2015-12-31 11:00 |  | 8748 | 0 | 0 | 4 | 1 | 12
2015-12-31 12:00 |  | 8749 | 0 | 0 | 4 | 1 | 13
2015-12-31 13:00 |  | 8750 | 0 | 0 | 4 | 1 | 14
2015-12-31 14:00 |  | 8751 | 0 | 0 | 4 | 1 | 15
2015-12-31 15:00 |  | 8752 | 0 | 0 | 4 | 1 | 16
2015-12-31 16:00 |  | 8753 | 0 | 0 | 4 | 1 | 17
2015-12-31 17:00 |  | 8754 | 0 | 0 | 4 | 1 | 18
2015-12-31 18:00 |  | 8755 | 0 | 0 | 4 | 1 | 19
2015-12-31 19:00 |  | 8756 | 0 | 0 | 4 | 1 | 20
2015-12-31 20:00 |  | 8757 | 0 | 0 | 4 | 1 | 21
2015-12-31 21:00 |  | 8758 | 0 | 0 | 4 | 1 | 22
2015-12-31 22:00 |  | 8759 | 0 | 0 | 4 | 1 | 23
2015-12-31 23:00 |  | 8760 | 0 | 0 | 4 | 1 | 24
8761
8762
8763
8764
8765
8766
8767
8768
8769
8770
8771
8772
8773
8774
8775
8776
8777
8778
8779
8780
8781
8782
8783
8784
Formulas:
Month name = +[Month name, row above]+1/24

## Annex_B
ORIGINALTable B.1 — Hourly values of the relative hot-water demand based on volume. Adapted load profiles from EN 50440
This table is not used in the calculation, it is here for reference
|  |  |  | XXS | XS | S | M | L | XL | XXL
|  |  |  | Volume fraction [%] | Volume fraction [%] | Volume fraction [%] | Volume fraction [%] | Volume fraction [%] | Volume fraction [%] | Volume fraction [%]
|  |  | 0:00 <=t< 1:00 | 0 | 0 | 0 | 0 | 0 | 0 | 0
|  |  | 1:00 <=t< 2:00 | 0 | 0 | 0 | 0 | 0 | 0 | 0
|  |  | 2:00 <=t< 3:00 | 0 | 0 | 0 | 0 | 0 | 0 | 0
|  |  | 3:00 <=t< 4:00 | 0 | 0 | 0 | 0 | 0 | 0 | 0
|  |  | 4:00 <=t< 5:00 | 0 | 0 | 0 | 0 | 0 | 0 | 0
|  |  | 5:00 <=t< 6:00 | 0 | 0 | 0 | 0 | 0 | 0 | 0
|  |  | 6:00 <=t< 7:00 | 0 | 0 | 0 | 0 | 0 | 0 | 0
|  |  | 7:00 <=t< 8:00 | 10 | 25 | 10 | 27.5 | 14.7 | 33.8 | 33.7
|  |  | 8:00 <=t< 9:00 | 5 | 0 | 5 | 7.2 | 33.6 | 2.2 | 1.7
|  |  | 9:00 <=t< 10:00 | 5 | 0 | 5 | 3.6 | 1.8 | 1.1 | 0.9
|  |  | 10:00 <=t< 11:00 | 0 | 0 | 0 | 1.8 | 0.9 | 1.1 | 0.9
|  |  | 11:00 <=t< 12:00 | 10 | 0 | 10 | 3.6 | 1.8 | 1.7 | 1.3
|  |  | 12:00 <=t< 13:00 | 15 | 25 | 15 | 5.4 | 2.7 | 3.9 | 3
|  |  | 13:00 <=t< 14:00 | 0 | 0 | 0 | 0 | 0 | 0 | 0
|  |  | 14:00 <=t< 15:00 | 0 | 0 | 0 | 1.8 | 0.9 | 0.6 | 0.4
|  |  | 15:00 <=t< 16:00 | 0 | 0 | 0 | 1.8 | 0.9 | 1.1 | 0.9
|  |  | 16:00 <=t< 17:00 | 0 | 0 | 0 | 1.8 | 0.9 | 1.1 | 0.9
|  |  | 17:00 <=t< 18:00 | 0 | 0 | 0 | 0 | 0 | 0.6 | 0.4
|  |  | 18:00 <=t< 19:00 | 15 | 0 | 0 | 5.4 | 2.7 | 1.7 | 1.3
|  |  | 19:00 <=t< 20:00 | 10 | 0 | 10 | 1.8 | 0.9 | 0.6 | 0.4
|  |  | 20:00 <=t< 21:00 | 10 | 50 | 20 | 12.6 | 6.3 | 27 | 28.4
|  |  | 21:00 <=t< 22:00 | 20 | 0 | 25 | 25.7 | 31.8 | 23.7 | 25.9
|  |  | 22:00 <=t< 23:00 | 0 | 0 | 0 | 0 | 0 | 0 | 0
|  |  | 23:00 <=t< 0:00 | 0 | 0 | 0 | 0 | 0 | 0 | 0
|  |  | TOTAL | 100 | 100 | 100 | 100 | 99.9 | 100.2 | 100.1 |  | <-- SUM is not 100…
ORIGINAL Table B.2 — Hourly values of the relative hot-water demand based on volume for different building categories
This table is not used in the calculation, it is here for reference
|  |  |  | single family dwelling | appartment dwelling | residential home for the elderly | Student residence | Hospital
|  |  |  | Volume fraction [%] | Volume fraction [%] | Volume fraction [%] | Volume fraction [%] | Volume fraction [%]
|  |  | 0:00 <=t< 1:00 | 1.8 | 1 | 0.3 | 1.4 | 0.4
|  |  | 1:00 <=t< 2:00 | 1 | 1 | 0.3 | 1 | 0.4
|  |  | 2:00 <=t< 3:00 | 0.6 | 1 | 0.4 | 0.5 | 0.5
|  |  | 3:00 <=t< 4:00 | 0.3 | 0 | 0.7 | 0.6 | 0.8
|  |  | 4:00 <=t< 5:00 | 0.4 | 0 | 1 | 1.3 | 1.2
|  |  | 5:00 <=t< 6:00 | 0.6 | 1 | 1.8 | 3.4 | 2.8
|  |  | 6:00 <=t< 7:00 | 2.4 | 3 | 9.3 | 5.8 | 7.5
|  |  | 7:00 <=t< 8:00 | 4.7 | 6 | 15.7 | 5.8 | 10.5
|  |  | 8:00 <=t< 9:00 | 6.8 | 8 | 8.1 | 6.2 | 8
|  |  | 9:00 <=t< 10:00 | 5.7 | 6 | 7.5 | 5.4 | 7.5
|  |  | 10:00 <=t< 11:00 | 6.1 | 5 | 7 | 5.1 | 7.5
|  |  | 11:00 <=t< 12:00 | 6.1 | 5 | 6.6 | 4.7 | 7
|  |  | 12:00 <=t< 13:00 | 6.3 | 6 | 7.1 | 4.2 | 7.5
|  |  | 13:00 <=t< 14:00 | 6.4 | 6 | 5.1 | 4.5 | 5.5
|  |  | 14:00 <=t< 15:00 | 5.1 | 5 | 3.8 | 4.1 | 4.3
|  |  | 15:00 <=t< 16:00 | 4.4 | 4 | 3.3 | 4.3 | 3.7
|  |  | 16:00 <=t< 17:00 | 4.3 | 4 | 4.1 | 5.3 | 4.5
|  |  | 17:00 <=t< 18:00 | 4.7 | 5 | 2.9 | 6 | 3.2
|  |  | 18:00 <=t< 19:00 | 5.7 | 6 | 6.1 | 6.6 | 7
|  |  | 19:00 <=t< 20:00 | 6.5 | 7 | 4.1 | 6 | 4.5
|  |  | 20:00 <=t< 21:00 | 6.6 | 7 | 1.4 | 5.6 | 2
|  |  | 21:00 <=t< 22:00 | 5.8 | 6 | 1.8 | 5.4 | 2
|  |  | 22:00 <=t< 23:00 | 4.5 | 5 | 0.9 | 3.9 | 1.2
|  |  | 23:00 <=t< 0:00 | 3.1 | 2 | 0.4 | 2.8 | 0.5
|  |  | TOTAL | 99.9 | 100 | 99.7 | 99.9 | 100 |  |  |  | <-- SUM is not 100…
Tables from EN 12831-3, corrected, assembled and extra profiles added
These data are used in the calculation
Index | Selected for input |  | Table B.1 — Hourly values of the relative hot-water demand based on volumeprofiles from EN 50440 | [12 empty] | Other custom profiles
13 | IT office long week |  |  | XXS | XS | S | M | L | XL | XXL | single family dwelling | appartment dwelling | residential home for the elderly | Student residence | Hospital | IT office long week | Void | Void | Your profile 1 | Your profile 2 | Your profile 3 | Your profile 4 | Your profile 5 | Your profile 6 | Your profile 7 | Your profile 8 | Your profile 9 | Your profile 10 | Your profile 11 | Your profile 12 | Your profile 13 | Your profile 14 | Your profile 15 | Your profile 16 | Your profile 17 | Your profile 18 | Your profile 19 | Your profile 20
| Relative volume fraction |  |  | Volume fraction [%] | Volume fraction [%] | Volume fraction [%] | Volume fraction [%] | Volume fraction [%] | Volume fraction [%] | Volume fraction [%] | Volume fraction [%] | Volume fraction [%] | Volume fraction [%] | Volume fraction [%] | Volume fraction [%] | Volume fraction [%] | Volume fraction [%] | Volume fraction [%] | Volume fraction [%] | Volume fraction [%] | Volume fraction [%] | Volume fraction [%] | Volume fraction [%] | Volume fraction [%] | Volume fraction [%] | Volume fraction [%] | Volume fraction [%] | Volume fraction [%] | Volume fraction [%] | Volume fraction [%] | Volume fraction [%] | Volume fraction [%] | Volume fraction [%] | Volume fraction [%] | Volume fraction [%] | Volume fraction [%] | Volume fraction [%] | Volume fraction [%]
| 0 |  | 0:00 <=t< 1:00 | 0 | 0 | 0 | 0 | 0 | 0 | 0 | 1.8 | 1 | 0.3 | 1.4 | 0.4 | 0
| 0 |  | 1:00 <=t< 2:00 | 0 | 0 | 0 | 0 | 0 | 0 | 0 | 1 | 1 | 0.3 | 1 | 0.4 | 0
| 0 |  | 2:00 <=t< 3:00 | 0 | 0 | 0 | 0 | 0 | 0 | 0 | 0.6 | 1 | 0.4 | 0.5 | 0.5 | 0
| 0 |  | 3:00 <=t< 4:00 | 0 | 0 | 0 | 0 | 0 | 0 | 0 | 0.3 | 0 | 0.7 | 0.6 | 0.8 | 0
| 0 |  | 4:00 <=t< 5:00 | 0 | 0 | 0 | 0 | 0 | 0 | 0 | 0.4 | 0 | 1 | 1.3 | 1.2 | 0
| 0 |  | 5:00 <=t< 6:00 | 0 | 0 | 0 | 0 | 0 | 0 | 0 | 0.6 | 1 | 1.8 | 3.4 | 2.8 | 0
| 0 |  | 6:00 <=t< 7:00 | 0 | 0 | 0 | 0 | 0 | 0 | 0 | 2.4 | 3 | 9.3 | 5.8 | 7.5 | 0
| 0 |  | 7:00 <=t< 8:00 | 10 | 25 | 10 | 27.5 | 14.7 | 33.8 | 33.7 | 4.7 | 6 | 15.7 | 5.8 | 10.5 | 0
| 5 |  | 8:00 <=t< 9:00 | 5 | 0 | 5 | 7.2 | 33.6 | 2.2 | 1.7 | 6.8 | 8 | 8.1 | 6.2 | 8 | 5
| 10 |  | 9:00 <=t< 10:00 | 5 | 0 | 5 | 3.6 | 1.8 | 1.1 | 0.9 | 5.7 | 6 | 7.5 | 5.4 | 7.5 | 10
| 10 |  | 10:00 <=t< 11:00 | 0 | 0 | 0 | 1.8 | 0.9 | 1.1 | 0.9 | 6.1 | 5 | 7 | 5.1 | 7.5 | 10
| 10 |  | 11:00 <=t< 12:00 | 10 | 0 | 10 | 3.6 | 1.8 | 1.7 | 1.3 | 6.1 | 5 | 6.6 | 4.7 | 7 | 10
| 20 |  | 12:00 <=t< 13:00 | 15 | 25 | 15 | 5.4 | 2.7 | 3.9 | 3 | 6.3 | 6 | 7.1 | 4.2 | 7.5 | 20
| 10 |  | 13:00 <=t< 14:00 | 0 | 0 | 0 | 0 | 0 | 0 | 0 | 6.4 | 6 | 5.1 | 4.5 | 5.5 | 10
| 10 |  | 14:00 <=t< 15:00 | 0 | 0 | 0 | 1.8 | 0.9 | 0.6 | 0.4 | 5.1 | 5 | 3.8 | 4.1 | 4.3 | 10
| 10 |  | 15:00 <=t< 16:00 | 0 | 0 | 0 | 1.8 | 0.9 | 1.1 | 0.9 | 4.4 | 4 | 3.3 | 4.3 | 3.7 | 10
| 10 |  | 16:00 <=t< 17:00 | 0 | 0 | 0 | 1.8 | 0.9 | 1.1 | 0.9 | 4.3 | 4 | 4.1 | 5.3 | 4.5 | 10
| 5 |  | 17:00 <=t< 18:00 | 0 | 0 | 0 | 0 | 0 | 0.6 | 0.4 | 4.7 | 5 | 2.9 | 6 | 3.2 | 5
| 0 |  | 18:00 <=t< 19:00 | 15 | 0 | 0 | 5.4 | 2.7 | 1.7 | 1.3 | 5.7 | 6 | 6.1 | 6.6 | 7 | 0
| 0 |  | 19:00 <=t< 20:00 | 10 | 0 | 10 | 1.8 | 0.9 | 0.6 | 0.4 | 6.5 | 7 | 4.4 | 6 | 4.5 | 0
| 0 |  | 20:00 <=t< 21:00 | 10 | 50 | 20 | 12.6 | 6.4 | 27 | 28.4 | 6.6 | 7 | 1.4 | 5.7 | 2 | 0
| 0 |  | 21:00 <=t< 22:00 | 20 | 0 | 25 | 25.7 | 31.8 | 23.5 | 25.8 | 5.9 | 6 | 1.8 | 5.4 | 2 | 0
| 0 |  | 22:00 <=t< 23:00 | 0 | 0 | 0 | 0 | 0 | 0 | 0 | 4.5 | 5 | 0.9 | 3.9 | 1.2 | 0
| 0 |  | 23:00 <=t< 0:00 | 0 | 0 | 0 | 0 | 0 | 0 | 0 | 3.1 | 2 | 0.4 | 2.8 | 0.5 | 0
| 100 |  | TOTAL | 100 | 100 | 100 | 100 | 100 | 100 | 100 | 100 | 100 | 100 | 100 | 100 | 100 | 0 | 0 | 0 | 0 | 0 | 0 | 0 | 0 | 0 | 0 | 0 | 0 | 0 | 0 | 0 | 0 | 0 | 0 | 0 | 0 | 0 | 0
Supplementary tables for Saturdays
| IT office long week |  |  | XXS | XS | S | M | L | XL | XXL | single family dwelling | appartment dwelling | residential home for the elderly | Student residence | Hospital | IT office long week | Void | Void | Your profile 1 | Your profile 2 | Your profile 3 | Your profile 4 | Your profile 5 | Your profile 6 | Your profile 7 | Your profile 8 | Your profile 9 | Your profile 10 | Your profile 11 | Your profile 12 | Your profile 13 | Your profile 14 | Your profile 15 | Your profile 16 | Your profile 17 | Your profile 18 | Your profile 19 | Your profile 20
| Relative volume fraction |  |  | Volume fraction [%] | Volume fraction [%] | Volume fraction [%] | Volume fraction [%] | Volume fraction [%] | Volume fraction [%] | Volume fraction [%] | Volume fraction [%] | Volume fraction [%] | Volume fraction [%] | Volume fraction [%] | Volume fraction [%] | Volume fraction [%] | Volume fraction [%] | Volume fraction [%] | Volume fraction [%] | Volume fraction [%] | Volume fraction [%] | Volume fraction [%] | Volume fraction [%] | Volume fraction [%] | Volume fraction [%] | Volume fraction [%] | Volume fraction [%] | Volume fraction [%] | Volume fraction [%] | Volume fraction [%] | Volume fraction [%] | Volume fraction [%] | Volume fraction [%] | Volume fraction [%] | Volume fraction [%] | Volume fraction [%] | Volume fraction [%] | Volume fraction [%]
| 0 |  | 0:00 <=t< 1:00 | 0 | 0 | 0 | 0 | 0 | 0 | 0 | 1.8 | 1 | 0.3 | 1.4 | 0.4 | 0
| 0 |  | 1:00 <=t< 2:00 | 0 | 0 | 0 | 0 | 0 | 0 | 0 | 1 | 1 | 0.3 | 1 | 0.4 | 0
| 0 |  | 2:00 <=t< 3:00 | 0 | 0 | 0 | 0 | 0 | 0 | 0 | 0.6 | 1 | 0.4 | 0.5 | 0.5 | 0
| 0 |  | 3:00 <=t< 4:00 | 0 | 0 | 0 | 0 | 0 | 0 | 0 | 0.3 | 0 | 0.7 | 0.6 | 0.8 | 0
| 0 |  | 4:00 <=t< 5:00 | 0 | 0 | 0 | 0 | 0 | 0 | 0 | 0.4 | 0 | 1 | 1.3 | 1.2 | 0
| 0 |  | 5:00 <=t< 6:00 | 0 | 0 | 0 | 0 | 0 | 0 | 0 | 0.6 | 1 | 1.8 | 3.4 | 2.8 | 0
| 0 |  | 6:00 <=t< 7:00 | 0 | 0 | 0 | 0 | 0 | 0 | 0 | 2.4 | 3 | 9.3 | 5.8 | 7.5 | 0
| 0 |  | 7:00 <=t< 8:00 | 10 | 25 | 10 | 27.5 | 14.7 | 33.8 | 33.7 | 4.7 | 6 | 15.7 | 5.8 | 10.5 | 0
| 5 |  | 8:00 <=t< 9:00 | 5 | 0 | 5 | 7.2 | 33.6 | 2.2 | 1.7 | 6.8 | 8 | 8.1 | 6.2 | 8 | 5
| 10 |  | 9:00 <=t< 10:00 | 5 | 0 | 5 | 3.6 | 1.8 | 1.1 | 0.9 | 5.7 | 6 | 7.5 | 5.4 | 7.5 | 10
| 10 |  | 10:00 <=t< 11:00 | 0 | 0 | 0 | 1.8 | 0.9 | 1.1 | 0.9 | 6.1 | 5 | 7 | 5.1 | 7.5 | 10
| 10 |  | 11:00 <=t< 12:00 | 10 | 0 | 10 | 3.6 | 1.8 | 1.7 | 1.3 | 6.1 | 5 | 6.6 | 4.7 | 7 | 10
| 5 |  | 12:00 <=t< 13:00 | 15 | 25 | 15 | 5.4 | 2.7 | 3.9 | 3 | 6.3 | 6 | 7.1 | 4.2 | 7.5 | 5
| 0 |  | 13:00 <=t< 14:00 | 0 | 0 | 0 | 0 | 0 | 0 | 0 | 6.4 | 6 | 5.1 | 4.5 | 5.5 | 0
| 0 |  | 14:00 <=t< 15:00 | 0 | 0 | 0 | 1.8 | 0.9 | 0.6 | 0.4 | 5.1 | 5 | 3.8 | 4.1 | 4.3 | 0
| 0 |  | 15:00 <=t< 16:00 | 0 | 0 | 0 | 1.8 | 0.9 | 1.1 | 0.9 | 4.4 | 4 | 3.3 | 4.3 | 3.7 | 0
| 0 |  | 16:00 <=t< 17:00 | 0 | 0 | 0 | 1.8 | 0.9 | 1.1 | 0.9 | 4.3 | 4 | 4.1 | 5.3 | 4.5 | 0
| 0 |  | 17:00 <=t< 18:00 | 0 | 0 | 0 | 0 | 0 | 0.6 | 0.4 | 4.7 | 5 | 2.9 | 6 | 3.2 | 0
| 0 |  | 18:00 <=t< 19:00 | 15 | 0 | 0 | 5.4 | 2.7 | 1.7 | 1.3 | 5.7 | 6 | 6.1 | 6.6 | 7 | 0
| 0 |  | 19:00 <=t< 20:00 | 10 | 0 | 10 | 1.8 | 0.9 | 0.6 | 0.4 | 6.5 | 7 | 4.4 | 6 | 4.5 | 0
| 0 |  | 20:00 <=t< 21:00 | 10 | 50 | 20 | 12.6 | 6.4 | 27 | 28.4 | 6.6 | 7 | 1.4 | 5.7 | 2 | 0
| 0 |  | 21:00 <=t< 22:00 | 20 | 0 | 25 | 25.7 | 31.8 | 23.5 | 25.8 | 5.9 | 6 | 1.8 | 5.4 | 2 | 0
| 0 |  | 22:00 <=t< 23:00 | 0 | 0 | 0 | 0 | 0 | 0 | 0 | 4.5 | 5 | 0.9 | 3.9 | 1.2 | 0
| 0 |  | 23:00 <=t< 0:00 | 0 | 0 | 0 | 0 | 0 | 0 | 0 | 3.1 | 2 | 0.4 | 2.8 | 0.5 | 0
| 40 |  | TOTAL | 100 | 100 | 100 | 100 | 100 | 100 | 100 | 100 | 100 | 100 | 100 | 100 | 40 | 0 | 0 | 0 | 0 | 0 | 0 | 0 | 0 | 0 | 0 | 0 | 0 | 0 | 0 | 0 | 0 | 0 | 0 | 0 | 0 | 0 | 0
Supplementary tables for Sundays and holidays
| IT office long week |  |  | XXS | XS | S | M | L | XL | XXL | single family dwelling | appartment dwelling | residential home for the elderly | Student residence | Hospital | IT office long week | IT EDUC Primary | IT EDUC Primary | Your profile 1 | Your profile 2 | Your profile 3 | Your profile 4 | Your profile 5 | Your profile 6 | Your profile 7 | Your profile 8 | Your profile 9 | Your profile 10 | Your profile 11 | Your profile 12 | Your profile 13 | Your profile 14 | Your profile 15 | Your profile 16 | Your profile 17 | Your profile 18 | Your profile 19 | Your profile 20
| Relative volume fraction |  |  | Volume fraction [%] | Volume fraction [%] | Volume fraction [%] | Volume fraction [%] | Volume fraction [%] | Volume fraction [%] | Volume fraction [%] | Volume fraction [%] | Volume fraction [%] | Volume fraction [%] | Volume fraction [%] | Volume fraction [%] | Volume fraction [%] | Volume fraction [%] | Volume fraction [%] | Volume fraction [%] | Volume fraction [%] | Volume fraction [%] | Volume fraction [%] | Volume fraction [%] | Volume fraction [%] | Volume fraction [%] | Volume fraction [%] | Volume fraction [%] | Volume fraction [%] | Volume fraction [%] | Volume fraction [%] | Volume fraction [%] | Volume fraction [%] | Volume fraction [%] | Volume fraction [%] | Volume fraction [%] | Volume fraction [%] | Volume fraction [%] | Volume fraction [%]
| 0 |  | 0:00 <=t< 1:00 | 0 | 0 | 0 | 0 | 0 | 0 | 0 | 1.8 | 1 | 0.3 | 1.4 | 0.4 | 0
| 0 |  | 1:00 <=t< 2:00 | 0 | 0 | 0 | 0 | 0 | 0 | 0 | 1 | 1 | 0.3 | 1 | 0.4 | 0
| 0 |  | 2:00 <=t< 3:00 | 0 | 0 | 0 | 0 | 0 | 0 | 0 | 0.6 | 1 | 0.4 | 0.5 | 0.5 | 0
| 0 |  | 3:00 <=t< 4:00 | 0 | 0 | 0 | 0 | 0 | 0 | 0 | 0.3 | 0 | 0.7 | 0.6 | 0.8 | 0
| 0 |  | 4:00 <=t< 5:00 | 0 | 0 | 0 | 0 | 0 | 0 | 0 | 0.4 | 0 | 1 | 1.3 | 1.2 | 0
| 0 |  | 5:00 <=t< 6:00 | 0 | 0 | 0 | 0 | 0 | 0 | 0 | 0.6 | 1 | 1.8 | 3.4 | 2.8 | 0
| 0 |  | 6:00 <=t< 7:00 | 0 | 0 | 0 | 0 | 0 | 0 | 0 | 2.4 | 3 | 9.3 | 5.8 | 7.5 | 0
| 0 |  | 7:00 <=t< 8:00 | 10 | 25 | 10 | 27.5 | 14.7 | 33.8 | 33.7 | 4.7 | 6 | 15.7 | 5.8 | 10.5 | 0
| 0 |  | 8:00 <=t< 9:00 | 5 | 0 | 5 | 7.2 | 33.6 | 2.2 | 1.7 | 6.8 | 8 | 8.1 | 6.2 | 8 | 0
| 0 |  | 9:00 <=t< 10:00 | 5 | 0 | 5 | 3.6 | 1.8 | 1.1 | 0.9 | 5.7 | 6 | 7.5 | 5.4 | 7.5 | 0
| 0 |  | 10:00 <=t< 11:00 | 0 | 0 | 0 | 1.8 | 0.9 | 1.1 | 0.9 | 6.1 | 5 | 7 | 5.1 | 7.5 | 0
| 0 |  | 11:00 <=t< 12:00 | 10 | 0 | 10 | 3.6 | 1.8 | 1.7 | 1.3 | 6.1 | 5 | 6.6 | 4.7 | 7 | 0
| 0 |  | 12:00 <=t< 13:00 | 15 | 25 | 15 | 5.4 | 2.7 | 3.9 | 3 | 6.3 | 6 | 7.1 | 4.2 | 7.5 | 0
| 0 |  | 13:00 <=t< 14:00 | 0 | 0 | 0 | 0 | 0 | 0 | 0 | 6.4 | 6 | 5.1 | 4.5 | 5.5 | 0
| 0 |  | 14:00 <=t< 15:00 | 0 | 0 | 0 | 1.8 | 0.9 | 0.6 | 0.4 | 5.1 | 5 | 3.8 | 4.1 | 4.3 | 0
| 0 |  | 15:00 <=t< 16:00 | 0 | 0 | 0 | 1.8 | 0.9 | 1.1 | 0.9 | 4.4 | 4 | 3.3 | 4.3 | 3.7 | 0
| 0 |  | 16:00 <=t< 17:00 | 0 | 0 | 0 | 1.8 | 0.9 | 1.1 | 0.9 | 4.3 | 4 | 4.1 | 5.3 | 4.5 | 0
| 0 |  | 17:00 <=t< 18:00 | 0 | 0 | 0 | 0 | 0 | 0.6 | 0.4 | 4.7 | 5 | 2.9 | 6 | 3.2 | 0
| 0 |  | 18:00 <=t< 19:00 | 15 | 0 | 0 | 5.4 | 2.7 | 1.7 | 1.3 | 5.7 | 6 | 6.1 | 6.6 | 7 | 0
| 0 |  | 19:00 <=t< 20:00 | 10 | 0 | 10 | 1.8 | 0.9 | 0.6 | 0.4 | 6.5 | 7 | 4.4 | 6 | 4.5 | 0
| 0 |  | 20:00 <=t< 21:00 | 10 | 50 | 20 | 12.6 | 6.4 | 27 | 28.4 | 6.6 | 7 | 1.4 | 5.7 | 2 | 0
| 0 |  | 21:00 <=t< 22:00 | 20 | 0 | 25 | 25.7 | 31.8 | 23.5 | 25.8 | 5.9 | 6 | 1.8 | 5.4 | 2 | 0
| 0 |  | 22:00 <=t< 23:00 | 0 | 0 | 0 | 0 | 0 | 0 | 0 | 4.5 | 5 | 0.9 | 3.9 | 1.2 | 0
| 0 |  | 23:00 <=t< 0:00 | 0 | 0 | 0 | 0 | 0 | 0 | 0 | 3.1 | 2 | 0.4 | 2.8 | 0.5 | 0
| 0 |  | TOTAL | 100 | 100 | 100 | 100 | 100 | 100 | 100 | 100 | 100 | 100 | 100 | 100 | 0 | 0 | 0 | 0 | 0 | 0 | 0 | 0 | 0 | 0 | 0 | 0 | 0 | 0 | 0 | 0 | 0 | 0 | 0 | 0 | 0 | 0 | 0
Table B.3 — Net energy demand for water heating per day
Specific energy need for domestic hot water supply qw,b,d
|  |  | Type of usage | Usage | Usage dependent | Reference area | Area-specific |  | Reference delivery temp. | Reference cold temp. | <-- The reference temperature shall ALWAYS be specified
|  |  |  | unit | kWh/unit d |  | wh/m²d |  | °C | °C | <-- Units shall always be kWh
| Your selection: | 5 | Retail shop/department store | employee | 1 | sales areas | 10 |  | 60 | 13.5 | <-- See Method input sheet
|  |  | Office buildings | person | 0.4 | office floor area | 30 |  | 60 | 13.5 | <-- Start of data from table B.3
|  |  | Hospital ward or patient’s room | bed | 8 | wards and rooms | 530 |  | 60 | 13.5
|  |  | School without showers | person | 0.5 | classrooms | 170 |  | 60 | 13.5
|  |  | School with showers | person | 1.5 | classrooms | 500 |  | 60 | 13.5
|  |  | Retail shop/department store | employee | 1 | sales areas | 10 |  | 60 | 13.5
|  |  | Workshop, industrial facility (for washing and showering) | employee | 1.5 | area of workshop | 75 |  | 60 | 13.5
|  |  | Modest hotel | bed | 1.5 | hotel bedrooms | 190 |  | 60 | 13.5
|  |  | Medium-class hotel | bed | 4.5 | hotel bedrooms | 450 |  | 60 | 13.5
|  |  | Luxury-class hotel | bed | 7 | hotel bedrooms | 580 |  | 60 | 13.5
|  |  | Restaurant, inn/pub | bed | 1.5 | public rooms | 1250 |  | 60 | 13.5
|  |  | Home (for the aged, orphanage etc.) | person | 3.5 | rooms | 230 |  | 60 | 13.5
|  |  | Barracks | person | 1.5 | rooms | 150 |  | 60 | 13.5
|  |  | Your category 1 | unit | 1 | area of … | 100 |  | 40 | 15
|  |  | Your category 2 | unit | 2 | area of … | 200 |  | 40 | 15
|  |  | Your category 3 | unit | 4 | area of … | 400 |  | 40 | 15
|  |  | Your category 4 | unit | 8 | area of … | 800 |  | 40 | 15
|  |  | Your category 5 | unit | 16 | area of … | 1600 |  | 40 | 15
|  |  | Sports facility with showers | person | 1.5 | - |  |  | 60 | 13.5
|  |  | Commercial catering kitchen, canteen | meal | 0.4 | - |  |  | 60 | 13.5
|  |  | Bakery | employee | 5 | - |  |  | 60 | 13.5
|  |  | Hairdresser/barber | employee | 8 | - |  |  | 60 | 13.5 |  | <-- not taking into account customers…
|  |  | Butcher with production | employee | 18 | - |  |  | 60 | 13.5
|  |  | Laundry | 100 kg laundry | 20 | - |  |  | 60 | 13.5 |  | <-- These are production, not relevant for EPBD
|  |  | Brewery | 100 l beer | 15 | - |  |  | 60 | 13.5
|  |  | Dairy | 100 l milk | 10 | - |  |  | 60 | 13.5
|  |  | Last category | m² | 0 | - |  |  | 60 | 13.5
The values in table B.3 do not include the heat losses arising from intermittently used draw-off lines.
Table B.4 — Values for calculation of domestic hot water requirements per day
|  |  | Type of activity | Type of unit | Specific need |  | Reference delivery temp. | Reference cold temp. | <-- Reference delivery temperature has been added to have data consistent
[5 empty] | [l/ unit d] |  | °C | °C
| Your selection: | 8 | Offices | Employees | 0 |  | 60 | 13.5
|  |  | Dwelling , single family | Area | Calc |  | 60 | 13.5 | <-- Special case to be handled
|  |  | Dwelling , apartments | Area | Calc |  | 60 | 13.5 | <-- Special case to be handled
|  |  | Accommodation | Beds | 28 |  | 60 | 13.5
|  |  | Health establishment without accommodation | Beds | 10 |  | 60 | 13.5
|  |  | Health establishment with accommodation − without laundry | Beds | 56 |  | 60 | 13.5
|  |  | Health establishment with accommodation − with laundry | Beds | 88 |  | 60 | 13.5
|  |  | Education | Students | 0 |  | 60 | 13.5
|  |  | Offices | Employees | 0 |  | 60 | 13.5
|  |  | Theatres and lecture theatres | Seats | 0 |  | 60 | 13.5
|  |  | Shops | Employees | 0 |  | 60 | 13.5
|  |  | Catering, 2 meals per day. Traditional cuisine | Guests per meal | 21 |  | 60 | 13.5
|  |  | Catering, 2 meals per day. Self service | Guests per meal | 8 |  | 60 | 13.5
|  |  | Catering, 1 meal per day. Traditional cuisine | Guests per meal | 10 |  | 60 | 13.5
|  |  | Catering, 1 meal per day. Self service | Guests per meal | 4 |  | 60 | 13.5
|  |  | Hotel, 1-star, without laundry | Beds | 56 |  | 60 | 13.5
|  |  | Hotel, 1-star, with laundry | Beds | 70 |  | 60 | 13.5
|  |  | Hotel, 2-star, without laundry | Beds | 76 |  | 60 | 13.5
|  |  | Hotel, 2-star, with laundry | Beds | 90 |  | 60 | 13.5
|  |  | Hotel, 3-star, without laundry | Beds | 97 |  | 60 | 13.5
|  |  | Hotel, 3-star, with laundry | Beds | 111 |  | 60 | 13.5
|  |  | Hotel, 4-star and GC, without laundry | Beds | 118 |  | 60 | 13.5
|  |  | Hotel, 4-star and GC, with laundry | Beds | 132 |  | 60 | 13.5
|  |  | Sports establishment | installed showers | 101 |  | 60 | 13.5
|  |  | Storage | m² | 0 |  | 60 | 13.5
|  |  | Industry | m² | 0 |  | 60 | 13.5
|  |  | Transport | m² | 0 |  | 60 | 13.5
|  |  | Other | m² | 0 |  | 60 | 13.5
|  |  | Your category 1 | unit | 1 |  | 40 | 15
|  |  | Your category 2 | unit | 2 |  | 40 | 15
|  |  | Your category 3 | unit | 5 |  | 40 | 15
|  |  | Your category 4 | unit | 10 |  | 40 | 15
|  |  | Your category 5 | unit | 50 |  | 40 | 15
|  |  | Last category | Area | 0 |  | 40 | 15
The values in Table B.4 are based on a domestic hot water delivery temperature of 60 °C, and a cold water supply temperature of 13.5 °C.
This is not consistent with other tables of the same standard
The values in Table B.4 do not include the heat losses arising from intermittently used draw-off lines.
Single family dwellings
[19 empty] | Title | Single family houses
[9 empty] | B.1 | [9 empty] | X | Dwelling area m²
[19 empty] | Ymain | Volume needs [l/d]
[19 empty] | Ysec | Number of persons [n]
B.2
|  |  | Area of building | m² | 20 | 30 | 40 | 50 | 60 | 70 | 80 | 90 | 100 | 110 | 120 | 130 | 140 | 150 | 160 | 170 | 180 | 190 | 200 | 210 | 220 | 230 | 240
|  |  | Max number of persons (B.1) | np | 1 | 1 | 1.1875 | 1.375 | 1.5625 | 1.75 | 2 | 2.25 | 2.5 | 2.75 | 3 | 3.25 | 3.5 | 3.75 | 4 | 4.25 | 4.5 | 4.75 | 5 | 5.25 | 5.5 | 5.75 | 6
|  |  | Number of persons (B.2) | np | 1 | 1 | 1.1875 | 1.375 | 1.5625 | 1.75 | 1.825 | 1.9 | 1.975 | 2.05 | 2.125 | 2.2 | 2.275 | 2.35 | 2.425 | 2.5 | 2.575 | 2.65 | 2.725 | 2.8 | 2.875 | 2.95 | 3.025
|  |  | DHW volume need per day with eq. (B.5) | l/d | 65.2 | 97.8 | 109.8105 | 118.5455 | 125.184 | 130.4 | 130.4 | 130.4 | 130.4 | 130.4 | 130.4 | 130.4 | 130.4 | 130.4 | 130.4 | 130.4 | 130.4 | 130.4 | 130.4 | 130.4 | 130.4 | 130.4 | 130.4
|  |  | Liters / persone day |  | 20: 60
|  |  | DHW volume need per day with table B.5 | l/d | 60 | 60 | 71.25 | 82.5 | 93.75 | 105 | 109.5 | 114 | 118.5 | 123 | 127.5 | 132 | 136.5 | 141 | 145.5 | 150 | 154.5 | 159 | 163.5 | 168 | 172.5 | 177 | 181.5
Apartment dwellings
[9 empty] | B.3 | [9 empty] | Title | Apartements
[19 empty] | X | Dwelling area m²
[19 empty] | Ymain | Volume needs [l/d]
[19 empty] | Ysec | Number of persons [n]
B.4
|  |  | Area of building | m² | 20 | 30 | 40 | 50 | 60 | 70 | 80 | 90 | 100 | 110 | 120 | 130 | 140 | 150 | 160 | 170 | 180 | 190 | 200 | 210 | 220 | 230 | 240
|  |  | Max number of per | np | 1.1875 | 1.375 | 1.5625 | 1.75 | 2.1 | 2.45 | 2.8 | 3.15 | 3.5 | 3.85 | 4.2 | 4.55 | 4.9 | 5.25 | 5.6 | 5.95 | 6.3 | 6.65 | 7 | 7.35 | 7.7 | 8.05 | 8.4
|  |  | Number of persons | np | 1.1875 | 1.375 | 1.5625 | 1.75 | 1.855 | 1.96 | 2.065 | 2.17 | 2.275 | 2.38 | 2.485 | 2.59 | 2.695 | 2.8 | 2.905 | 3.01 | 3.115 | 3.22 | 3.325 | 3.43 | 3.535 | 3.64 | 3.745
|  |  | DHW volume need per day with eq. (B.5) | l/d | 54.9053 | 71.1273 | 83.456 | 93.1429 | 93.1429 | 93.1429 | 93.1429 | 93.1429 | 93.1429 | 93.1429 | 93.1429 | 93.1429 | 93.1429 | 93.1429 | 93.1429 | 93.1429 | 93.1429 | 93.1429 | 93.1429 | 93.1429 | 93.1429 | 93.1429 | 93.1429
|  |  | Liters / persone day |  | 20: 60
|  |  | DHW volume need per day with table B.5 | l/d | 71.25 | 82.5 | 93.75 | 105 | 111.3 | 117.6 | 123.9 | 130.2 | 136.5 | 142.8 | 149.1 | 155.4 | 161.7 | 168 | 174.3 | 180.6 | 186.9 | 193.2 | 199.5 | 205.8 | 212.1 | 218.4 | 224.7
ORIGINAL Table B.5 — Values for calculation of domestic hot water requirements per day
|  |  | Type of building | [litres DHW per person per day]
|  |  | residential buildings (simple housing) | 25 - 60 | 30: <-- Data shall be a value, cannot be a range…; B.4 90: B.5
|  |  | residential buildings (luxury housing) | 60 - 100
|  |  | single family dwellings | 40 - 70
|  |  | apartment dwellings | 25 - 30
Table B.5 — Values for calculation of domestic hot water requirements per day
|  |  | Type of building | [litres DHW per person per day]
| Your selection: | 8 | single family dwellings AVG | 55
|  |  | residential buildings (simple housing), MIN | 25
|  |  | residential buildings (simple housing), AVG | 45
|  |  | residential buildings (simple housing), MAX | 60
|  |  | residential buildings (luxury housing) MIN | 60
|  |  | residential buildings (luxury housing) AVG | 80
|  |  | residential buildings (luxury housing) MAX | 100
|  |  | single family dwellings MIN | 40
|  |  | single family dwellings AVG | 55
|  |  | single family dwellings MAX | 70
|  |  | apartment dwellings MIN | 25
|  |  | apartment dwellings AVG | 27.5
|  |  | apartment dwellings MAX | 30
|  |  | Your category 1 | 5
|  |  | Your category 2 | 10
|  |  | Your category 3 | 20
|  |  | Your category 4 | 40
|  |  | Your category 5 | 60
|  |  | Your category 6 | 80
|  |  | Your category 7 | 100
|  |  | Your category 8 | 120
|  |  | Last category | 0
Table B.6 — DHW delivery temperature, cold water supply temperature
|  |  | Description | Symbol | 20: Value [°C]
|  |  | DHW delivery temperature = minimum temperature of the mixed water drawn at the tap (needs temperature) | ϑw,draw | 20: 42; 40: <-- Usually 40…42 °C
|  |  | cold water temperature at the entry of the building | ϑw,c | 20: 10; 40: <-- Usually it is the yearly average external temperature
Table B.2 — Hourly values of the relative hot-water demand based on volume for different building categories
𝑛_(𝑝;𝑒𝑞;𝑚𝑎𝑥;𝑠𝑓ℎ)=■8(1 𝑖𝑓 〖 𝐴〗_ℎ<30 𝑚²@[1.75−0,01875×(70−𝐴_ℎ ) ] 𝑖𝑓 30 𝑚^2 ≤𝐴_ℎ<70 𝑚²@0,025×𝐴_ℎ 𝑖𝑓 〖 𝐴〗_ℎ ≥70 𝑚²)
𝑛_(𝑝;𝑒𝑞)=■8(𝑛_(𝑝;𝑒𝑞;𝑚𝑎𝑥) 𝑖𝑓 𝑛_(𝑝;𝑒𝑞;𝑚𝑎𝑥)<1.75@1.75+0.3×(𝑛_(𝑝;𝑒𝑞;𝑚𝑎𝑥)−1.75) 𝑖𝑓 𝑛_(𝑝;𝑒𝑞;𝑚𝑎𝑥)≥1,75)
𝑛_(𝑝;𝑒𝑞)=■8(𝑛_(𝑝;𝑒𝑞;𝑚𝑎𝑥) 𝑖𝑓 𝑛_(𝑝;𝑒𝑞;𝑚𝑎𝑥)<1.75@1.75+0.3×(𝑛_(𝑝;𝑒𝑞;𝑚𝑎𝑥)−1.75) 𝑖𝑓 𝑛_(𝑝;𝑒𝑞;𝑚𝑎𝑥)≥1,75)
𝑛_(𝑝;𝑒𝑞;𝑚𝑎𝑥;𝑎𝑝𝑟)=■8(1 𝑖𝑓 〖 𝐴〗_ℎ<10 𝑚²@[1.75−0,01875×(50−𝐴_ℎ ) ] 𝑖𝑓 10 𝑚^2 ≤𝐴_ℎ<50 𝑚²@0,035×𝐴_ℎ 𝑖𝑓 〖 𝐴〗_ℎ ≥50 𝑚²)
𝑉_(𝑊;𝑛𝑑;𝑑;𝑟𝑒𝑓)=𝑚𝑎𝑥[40.71;3.26×𝐴_ℎ/𝑛_(𝑃;𝑒𝑞) ]

## Lists_&_data
Input lists
Method selection
Description | Identifier
kWh based on number of units | KWH_U
kWh based on floor area | KWH_A
Volume based on type of building | VOL_C
Selection of calculation method for dwellings
Description | Identifier
Use correlation B.5 | COR
Use table B.5 | TAB
List of hourly profiles to display on the selection combo box
XXS
XS
S
M
L
XL
XXL
single family dwelling
appartment dwelling
residential home for the elderly
Student residence
Hospital
IT office long week
Void
Void
Your profile 1
Your profile 2
Your profile 3
Your profile 4
Your profile 5
Your profile 6
Your profile 7
Your profile 8
Your profile 9
Your profile 10
Your profile 11
Your profile 12
Your profile 13
Your profile 14
Your profile 15
Your profile 16
Your profile 17
Your profile 18
Your profile 19
Your profile 20
#N/A
#N/A
#N/A
#N/A
#N/A
#N/A
#N/A
#N/A
#N/A
#N/A
#N/A
#N/A
#N/A
#N/A
#N/A
#N/A
#N/A
#N/A
#N/A
#N/A
#N/A
#N/A
#N/A
#N/A
#N/A
#N/A
#N/A
#N/A
#N/A
#N/A
#N/A
#N/A
#N/A
#N/A
#N/A
#N/A
Yes
No

## EN_Issues (hidden)
Date | Author | Description | Fixed?
2019-06-28 | LS | max instead on MIN in formula XX | Yes in equation

## Spalma (hidden)
Descrizione | Simbolo | UM | Equazione/note | Valore
Dimostrazione coefficiente di spalmatura per avere l'equivalenza mensile / orario
Fabbisogno UNI TS 11300-2
Calcolo fabbisogno giornaliero
Fabbisogno specifico | VW;P;day / VW;f;day | l/gg m² | A persone o unità (m²) | 0.2
Numero di unità o persone | NP / f | n | Persone o unità | 150
Fabbisogno giornaliero | VW;day | l/gg |  | 30
|  |  |  | Ora | Media / tot | Feriale | Sabato | Festivo
[6 empty] | kW;wrk;h,i | kW;sat;h,i | kW;hol;h,i
Profili orari per giorni settimana, prefestivo e festivo | [5 empty] | p.u. | p.u. | p.u.
Carico relativo dell'ora |  | any |  | 1 |  | 0 | 0 | 0 | <-- valore relativo del fabbisogno nell'ora, unità di misura arbitraria purchè uniforme
|  |  |  | 2 |  | 0 | 0 | 0
|  |  |  | 3 |  | 0 | 0 | 0
|  |  |  | 4 |  | 0 | 0 | 0
|  |  |  | 5 |  | 0 | 0 | 0
|  |  |  | 6 |  | 0 | 0 | 0
|  |  |  | 7 |  | 0 | 0 | 0
|  |  |  | 8 |  | 0.1 | 0.1 | 0
|  |  |  | 9 |  | 0.1 | 0.1 | 0
|  |  |  | 10 |  | 0 | 0 | 0
|  |  |  | 11 |  | 0 | 0 | 0
|  |  |  | 12 |  | 0.2 | 0.1 | 0
|  |  |  | 13 |  | 0.2 | 0 | 0
|  |  |  | 14 |  | 0.2 | 0 | 0
|  |  |  | 15 |  | 0 | 0 | 0
|  |  |  | 16 |  | 0.1 | 0 | 0
|  |  |  | 17 |  | 0.1 | 0 | 0
|  |  |  | 18 |  | 0 | 0 | 0
|  |  |  | 19 |  | 0 | 0 | 0
|  |  |  | 20 |  | 0 | 0 | 0
|  |  |  | 21 |  | 0 | 0 | 0
|  |  |  | 22 |  | 0 | 0 | 0
|  |  |  | 23 |  | 0 | 0 | 0
|  |  |  | 24 |  | 0 | 0 | 0
| kW;wrk;day | p.u. |  | Totale |  | 1
| kW;sat;day | p.u. |  |  |  |  | 0.3
| kW;hol;day | p.u. | [5 empty] | 0
Distributione tipologia di giorni |  |  |  | 2015
Lunedì |  | n |  |  |  | 52
Martedì |  | n |  |  |  | 52
Mercoledì |  | n |  |  |  | 52
Giovedì |  | n |  |  |  | 53
Venerdì |  | n |  |  |  | 52
Sabato |  | n |  |  |  |  | 52
Domenica |  | n | [5 empty] | 52
Totale giorni | nday;wrk | n |  |  |  | 261
| nday;sat | [5 empty] | 52
| nday;hol | [6 empty] | 52
| nday;tot |  |  |  | 365
Calcolo unità totali dell'anno | [5 empty] | Unità | Unità | Unità
Totale unità | kW;wrk;tot | p.u. |  |  |  | 261
| kW;sat;tot | p.u. |  |  |  |  | 15.6
| kW;hol;tot | p.u. | [5 empty] | 0
| kW;tot | p.u. |  |  | 276.6
Fattore di conversione medio | kx;avg |  |  |  | 1.3196
Frazione oraria di fabbisogno | xh;wrk,i |  |  | 1 |  | 0 | 0 | 0
| xh;sat,i |  |  | 2 |  | 0 | 0 | 0
| xh;hol,i |  |  | 3 |  | 0 | 0 | 0
|  |  |  | 4 |  | 0 | 0 | 0
|  |  |  | 5 |  | 0 | 0 | 0
|  |  |  | 6 |  | 0 | 0 | 0
|  |  |  | 7 |  | 0 | 0 | 0
|  |  |  | 8 |  | 0.13196 | 0.13196 | 0
|  |  |  | 9 |  | 0.13196 | 0.13196 | 0
|  |  |  | 10 |  | 0 | 0 | 0
|  |  |  | 11 |  | 0 | 0 | 0
|  |  |  | 12 |  | 0.26392 | 0.13196 | 0
|  |  |  | 13 |  | 0.26392 | 0 | 0
|  |  |  | 14 |  | 0.26392 | 0 | 0
|  |  |  | 15 |  | 0 | 0 | 0
|  |  |  | 16 |  | 0.13196 | 0 | 0
|  |  |  | 17 |  | 0.13196 | 0 | 0
|  |  |  | 18 |  | 0 | 0 | 0
|  |  |  | 19 |  | 0 | 0 | 0
|  |  |  | 20 |  | 0 | 0 | 0
|  |  |  | 21 |  | 0 | 0 | 0
|  |  |  | 22 |  | 0 | 0 | 0
|  |  |  | 23 |  | 0 | 0 | 0
|  |  |  | 24 |  | 0 | 0 | 0
|  |  |  | Totale |  | 1.3196 | 0.39588 | 0
Fabbisogni orari spalmati nelle ore del giorno |  |  |  | Ora |  | Feriale | Sabato | Festivo
[6 empty] | litri | litri | litri
| Vw;h,i | l |  | 1 |  | 0 | 0 | 0
|  |  |  | 2 |  | 0 | 0 | 0
|  |  |  | 3 |  | 0 | 0 | 0
|  |  |  | 4 |  | 0 | 0 | 0
|  |  |  | 5 |  | 0 | 0 | 0
|  |  |  | 6 |  | 0 | 0 | 0
|  |  |  | 7 |  | 0 | 0 | 0
|  |  |  | 8 |  | 3.9588 | 3.9588 | 0
|  |  |  | 9 |  | 3.9588 | 3.9588 | 0
|  |  |  | 10 |  | 0 | 0 | 0
|  |  |  | 11 |  | 0 | 0 | 0
|  |  |  | 12 |  | 7.9176 | 3.9588 | 0
|  |  |  | 13 |  | 7.9176 | 0 | 0
|  |  |  | 14 |  | 7.9176 | 0 | 0
|  |  |  | 15 |  | 0 | 0 | 0
|  |  |  | 16 |  | 3.9588 | 0 | 0
|  |  |  | 17 |  | 3.9588 | 0 | 0
|  |  |  | 18 |  | 0 | 0 | 0
|  |  |  | 19 |  | 0 | 0 | 0
|  |  |  | 20 |  | 0 | 0 | 0
|  |  |  | 21 |  | 0 | 0 | 0
|  |  |  | 22 |  | 0 | 0 | 0
|  |  |  | 23 |  | 0 | 0 | 0
|  |  |  | 24 |  | 0 | 0 | 0
Giorni |  |  |  | Totale |  | 39.5879 | 11.8764 | 0
Faabisogno annuale spalmato |  | l | Somma orari | 10950 |  | 10332.4295 | 617.5705 | 0
Fabbisogno giornaliero riferimento | VW;day | l/gg |  | 30
Fabbigno annuale con gionro medio |  |  | Vw,day x 365 | 10950
La presenza di festività infrasettimanali aumenta il numero di festivi e riduce i corrispondenti giorni della settimana
Questo permette di allineare qualsiasi profilo orario con la media annuale
𝑘_(𝑊;𝑤𝑟𝑘;𝑦𝑒𝑎𝑟)=〖𝑘_(𝑊;𝑤𝑟𝑘;𝑑𝑎𝑦)×𝑛〗_(𝑑𝑎𝑦;𝑤𝑟𝑘)
𝑘_(𝑥;𝑎𝑣𝑔)=𝑛_(𝑑𝑎𝑦;𝑡𝑜𝑡)/𝑘_(𝑊;𝑡𝑜𝑡)
𝑥_(ℎ;𝑤𝑟𝑘,𝑖)=〖𝑘_(𝑊;𝑤𝑟𝑘;ℎ,𝑖)×𝑘〗_(𝑥;𝑎𝑣𝑔)
𝑥_(ℎ;𝑠𝑎𝑡,𝑖)=〖𝑘_(𝑊;𝑠𝑎𝑡;ℎ,𝑖)×𝑘〗_(𝑥;𝑎𝑣𝑔)
𝑥_(ℎ;ℎ𝑜𝑙,𝑖)=〖𝑘_(𝑊;ℎ𝑜𝑙;ℎ,𝑖)×𝑘〗_(𝑥;𝑎𝑣𝑔)
𝑉_(𝑊;ℎ,𝑖)=〖𝑥_(ℎ;𝑤𝑟𝑘,𝑖)×𝑉〗_(𝑊;𝑑𝑎𝑦)

## Profili_utilizzo_acs (hidden)
Tabella equivalenza categorie
CAT 52000-1 IT | CAT Fabbisogni complessivi UNI-TS 11300-2
RES_SINGLE | RESID
RES_APPBLOCK | RESID
RES_ELDER | RESID
RES_COLL | RESID
RES_MOBIL | RESID | <-- Aumentare fabbisogni a m²
RES_HOL | RESID | <-- Aumentare fabbisogni a m²
EDUC_UNIV | E.7 - Scuole e istruzione
EDUC_second_rientri | E.7 - Scuole e istruzione
EDUC_second_matt | E.7 - Scuole e istruzione
EDUC_primarie_lunga | E.7 - Scuole e istruzione
EDUC_primarie_corta | E.7 - Scuole e istruzione
EDUC_ASILI | E.7 - Scuole materne e asili nido | <-- Manca in 52000-1 IT
OFF | E.2 - Uffici
OFF_settimana_lunga | E.2 - Uffici
HOSP_DEG | E.3 - Attività ospedaliera con pernotto
HOSP_DAY | E.3 - Attività ospedaliera day hospital (senza pernotto) | <-- Manca in 52000-1 IT
HOTEL | E.1 (3) - Dormitori, Residence e B&B
HOTEL | E.1 (3) - Hotel fino a ***
HOTEL | E.1 (3) - Hotel **** e oltre
SAUNA | n.d. - Centri benessere
CLEAN | n.d. - Servizio lavanderia
REST | E.4 (3) - Ristoranti – Caffetterie
REST | E.4 (3) - Catering, self service, Bar
SPORT | E.6 (2) - Attività sportive/palestre
vendite dettaglio | E.5 - Esercizio Commerciale senza obbligo di servizi igienici per il pubblico
vendite dettaglio | E.5 - Esercizio Commerciale con obbligo di servizi igienici per il pubblico
Vendite_grosse | E.5 - Esercizio Commerciale senza obbligo di servizi igienici per il pubblico
Vendite_grosse | E.5 - Esercizio Commerciale con obbligo di servizi igienici per il pubblico
AMUSM |  | <-- Manca in UNI-TS 11300-2
REL | n.d. - Altro
INDUS | E.6 (3) - Spogliatoi di stabilimenti
n.d. - Altro
Musei e mostre permanenti
Fiere

## RES_SINGLE (hidden)
Type |  |  | BLDNGCAT_RES_SINGLE
Description |  |  | Single-family houses of different types
Comments |  |  | E.1.(1) |  |  |  |  | Funziona se qualcuno è presente
Prelievo acqua calda sanitaria |  |  |  | Occupants |  |  |  |  | DHW operation |  |  | HS operation
| Weekdays | Saturday | Sunday / festivity |  | Weekdays | Saturday | Sunday / festivity |  |  |  | Anticipo | 3
h |  |  |  | h
1 | 0 | 0 | 0 | 1 | 1 | 1 | 1 | 1 | 1 | 1 | 1 | 1 | 1
2 | 0 | 0 | 0 | 2 | 1 | 1 | 1 | 1 | 1 | 1 | 1 | 1 | 1
3 | 0 | 0 | 0 | 3 | 1 | 1 | 1 | 1 | 1 | 1 | 1 | 1 | 1
4 | 0 | 0 | 0 | 4 | 1 | 1 | 1 | 1 | 1 | 1 | 1 | 1 | 1
5 | 0 | 0 | 0 | 5 | 1 | 1 | 1 | 1 | 1 | 1 | 1 | 1 | 1
6 | 2 | 0 | 0 | 6 | 1 | 1 | 1 | 1 | 1 | 1 | 1 | 1 | 1
7 | 16 | 2 | 2 | 7 | 0.5 | 0.8 | 0.8 | 1 | 1 | 1 | 1 | 1 | 1
8 | 20 | 16 | 16 | 8 | 0.5 | 0.8 | 0.8 | 1 | 1 | 1 | 1 | 1 | 1
9 | 8 | 20 | 20 | 9 | 0.5 | 0.8 | 0.8 | 1 | 1 | 1 | 1 | 1 | 1
10 | 2 | 8 | 8 | 10 | 0.1 | 0.8 | 0.8 | 1 | 1 | 1 | 1 | 1 | 1
11 | 0 | 2 | 2 | 11 | 0.1 | 0.8 | 0.8 | 1 | 1 | 1 | 1 | 1 | 1
12 | 0 | 2 | 2 | 12 | 0.1 | 0.8 | 0.8 | 1 | 1 | 1 | 1 | 1 | 1
13 | 2 | 4 | 4 | 13 | 0.1 | 0.8 | 0.8 | 1 | 1 | 1 | 1 | 1 | 1
14 | 4 | 2 | 2 | 14 | 0.2 | 0.8 | 0.8 | 1 | 1 | 1 | 1 | 1 | 1
15 | 2 | 4 | 4 | 15 | 0.2 | 0.8 | 0.8 | 1 | 1 | 1 | 1 | 1 | 1
16 | 0 | 2 | 2 | 16 | 0.2 | 0.8 | 0.8 | 1 | 1 | 1 | 1 | 1 | 1
17 | 2 | 0 | 0 | 17 | 0.5 | 0.8 | 0.8 | 1 | 1 | 1 | 1 | 1 | 1
18 | 2 | 2 | 2 | 18 | 0.5 | 0.8 | 0.8 | 1 | 1 | 1 | 1 | 1 | 1
19 | 6 | 4 | 4 | 19 | 0.5 | 0.8 | 0.8 | 1 | 1 | 1 | 1 | 1 | 1
20 | 8 | 6 | 6 | 20 | 0.8 | 0.8 | 0.8 | 1 | 1 | 1 | 1 | 1 | 1
21 | 10 | 10 | 10 | 21 | 0.8 | 0.8 | 0.8 | 1 | 1 | 1 | 1 | 1 | 1
22 | 10 | 10 | 10 | 22 | 0.8 | 0.8 | 0.8 | 1 | 1 | 1 | 1 | 1 | 1
23 | 4 | 4 | 4 | 23 | 1 | 1 | 1 | 1 | 1 | 1 | 1 | 1 | 1
24 | 2 | 2 | 2 | 24 | 1 | 1 | 1 | 1 | 1 | 1 | 1 | 1 | 1
TOT | 100 | 100 | 100

## RES_APPBLOCK
Type |  |  | BLDNGCAT_RES_APPBLOCK
Description |  |  | Apartment blocks
Comments |  |  | E.1.(1)
Prelievo acqua calda sanitaria |  |  |  | Occupants |  |  |  |  | DHW operation |  |  | HS operation
| Weekdays | Saturday | Sunday / festivity |  | Weekdays | Saturday | Sunday / festivity |  |  |  | Anticipo | 3
h |  |  |  | h
1 | 0 | 0 | 0 | 1 | 1 | 1 | 1 | 1 | 1 | 1 | 1 | 1 | 1
2 | 0 | 0 | 0 | 2 | 1 | 1 | 1 | 1 | 1 | 1 | 1 | 1 | 1
3 | 0 | 0 | 0 | 3 | 1 | 1 | 1 | 1 | 1 | 1 | 1 | 1 | 1
4 | 0 | 0 | 0 | 4 | 1 | 1 | 1 | 1 | 1 | 1 | 1 | 1 | 1
5 | 2 | 2 | 2 | 5 | 1 | 1 | 1 | 1 | 1 | 1 | 1 | 1 | 1
6 | 4 | 4 | 4 | 6 | 1 | 1 | 1 | 1 | 1 | 1 | 1 | 1 | 1
7 | 10 | 6 | 6 | 7 | 0.5 | 0.8 | 0.8 | 1 | 1 | 1 | 1 | 1 | 1
8 | 10 | 10 | 10 | 8 | 0.5 | 0.8 | 0.8 | 1 | 1 | 1 | 1 | 1 | 1
9 | 8 | 10 | 10 | 9 | 0.5 | 0.8 | 0.8 | 1 | 1 | 1 | 1 | 1 | 1
10 | 4 | 6 | 6 | 10 | 0.1 | 0.8 | 0.8 | 1 | 1 | 1 | 1 | 1 | 1
11 | 2 | 2 | 2 | 11 | 0.1 | 0.8 | 0.8 | 1 | 1 | 1 | 1 | 1 | 1
12 | 2 | 2 | 2 | 12 | 0.1 | 0.8 | 0.8 | 1 | 1 | 1 | 1 | 1 | 1
13 | 4 | 4 | 4 | 13 | 0.1 | 0.8 | 0.8 | 1 | 1 | 1 | 1 | 1 | 1
14 | 4 | 4 | 4 | 14 | 0.2 | 0.8 | 0.8 | 1 | 1 | 1 | 1 | 1 | 1
15 | 2 | 2 | 2 | 15 | 0.2 | 0.8 | 0.8 | 1 | 1 | 1 | 1 | 1 | 1
16 | 2 | 2 | 2 | 16 | 0.2 | 0.8 | 0.8 | 1 | 1 | 1 | 1 | 1 | 1
17 | 2 | 2 | 2 | 17 | 0.5 | 0.8 | 0.8 | 1 | 1 | 1 | 1 | 1 | 1
18 | 4 | 4 | 4 | 18 | 0.5 | 0.8 | 0.8 | 1 | 1 | 1 | 1 | 1 | 1
19 | 6 | 6 | 6 | 19 | 0.5 | 0.8 | 0.8 | 1 | 1 | 1 | 1 | 1 | 1
20 | 8 | 8 | 8 | 20 | 0.8 | 0.8 | 0.8 | 1 | 1 | 1 | 1 | 1 | 1
21 | 10 | 10 | 10 | 21 | 0.8 | 0.8 | 0.8 | 1 | 1 | 1 | 1 | 1 | 1
22 | 8 | 8 | 8 | 22 | 0.8 | 0.8 | 0.8 | 1 | 1 | 1 | 1 | 1 | 1
23 | 6 | 6 | 6 | 23 | 1 | 1 | 1 | 1 | 1 | 1 | 1 | 1 | 1
24 | 2 | 2 | 2 | 24 | 1 | 1 | 1 | 1 | 1 | 1 | 1 | 1 | 1
TOT | 100 | 100 | 100

## RES_ELDER (hidden)
Type |  |  | BLDNGCAT_RES_ELDER
Description |  |  | Homes for elderly and disabled people
Comments |  |  | E.3
Prelievo acqua calda sanitaria |  |  |  | Occupants |  |  |  |  | DHW operation |  |  | HS operation
| Weekdays | Saturday | Sunday / festivity |  | Weekdays | Saturday | Sunday / festivity |  |  |  | Anticipo | 3
h |  |  |  | h
1 | 0 | 0 | 0 | 1 | 0.9 | 0.9 | 0.9 | 1 | 1 | 1 | 1 | 1 | 1
2 | 0 | 0 | 0 | 2 | 0.9 | 0.9 | 0.9 | 1 | 1 | 1 | 1 | 1 | 1
3 | 0 | 0 | 0 | 3 | 0.9 | 0.9 | 0.9 | 1 | 1 | 1 | 1 | 1 | 1
4 | 0 | 0 | 0 | 4 | 0.9 | 0.9 | 0.9 | 1 | 1 | 1 | 1 | 1 | 1
5 | 0 | 0 | 0 | 5 | 0.9 | 0.9 | 0.9 | 1 | 1 | 1 | 1 | 1 | 1
6 | 2 | 0 | 0 | 6 | 1 | 1 | 1 | 1 | 1 | 1 | 1 | 1 | 1
7 | 16 | 2 | 2 | 7 | 1 | 1 | 1 | 1 | 1 | 1 | 1 | 1 | 1
8 | 20 | 16 | 16 | 8 | 1 | 1 | 1 | 1 | 1 | 1 | 1 | 1 | 1
9 | 8 | 20 | 20 | 9 | 1 | 1 | 1 | 1 | 1 | 1 | 1 | 1 | 1
10 | 2 | 8 | 8 | 10 | 1 | 1 | 1 | 1 | 1 | 1 | 1 | 1 | 1
11 | 0 | 2 | 2 | 11 | 1 | 1 | 1 | 1 | 1 | 1 | 1 | 1 | 1
12 | 0 | 2 | 2 | 12 | 1 | 1 | 1 | 1 | 1 | 1 | 1 | 1 | 1
13 | 2 | 4 | 4 | 13 | 1 | 1 | 1 | 1 | 1 | 1 | 1 | 1 | 1
14 | 4 | 2 | 2 | 14 | 1 | 1 | 1 | 1 | 1 | 1 | 1 | 1 | 1
15 | 2 | 4 | 4 | 15 | 1 | 1 | 1 | 1 | 1 | 1 | 1 | 1 | 1
16 | 0 | 2 | 2 | 16 | 1 | 1 | 1 | 1 | 1 | 1 | 1 | 1 | 1
17 | 2 | 0 | 0 | 17 | 1 | 1 | 1 | 1 | 1 | 1 | 1 | 1 | 1
18 | 2 | 2 | 2 | 18 | 1 | 1 | 1 | 1 | 1 | 1 | 1 | 1 | 1
19 | 6 | 4 | 4 | 19 | 1 | 1 | 1 | 1 | 1 | 1 | 1 | 1 | 1
20 | 8 | 6 | 6 | 20 | 1 | 1 | 1 | 1 | 1 | 1 | 1 | 1 | 1
21 | 10 | 10 | 10 | 21 | 1 | 1 | 1 | 1 | 1 | 1 | 1 | 1 | 1
22 | 10 | 10 | 10 | 22 | 0.9 | 0.9 | 0.9 | 1 | 1 | 1 | 1 | 1 | 1
23 | 4 | 4 | 4 | 23 | 0.9 | 0.9 | 0.9 | 1 | 1 | 1 | 1 | 1 | 1
24 | 2 | 2 | 2 | 24 | 0.9 | 0.9 | 0.9 | 1 | 1 | 1 | 1 | 1 | 1
TOT | 100 | 100 | 100

## RES_COLL (hidden)
Type |  |  | BLDNGCAT_RES_COLL
Description |  |  | Residence for collective use
Comments |  |  | E.1.(1)
Prelievo acqua calda sanitaria |  |  |  | Occupants |  |  |  |  | DHW operation |  |  | HS operation
| Weekdays | Saturday | Sunday / festivity |  | Weekdays | Saturday | Sunday / festivity |  |  |  | Anticipo | 3
h |  |  |  | h
1 | 0 | 0 | 0 | 1 | 1 | 1 | 1 | 1 | 1 | 1 | 1 | 1 | 1
2 | 0 | 0 | 0 | 2 | 1 | 1 | 1 | 1 | 1 | 1 | 1 | 1 | 1
3 | 0 | 0 | 0 | 3 | 1 | 1 | 1 | 1 | 1 | 1 | 1 | 1 | 1
4 | 0 | 0 | 0 | 4 | 1 | 1 | 1 | 1 | 1 | 1 | 1 | 1 | 1
5 | 2 | 2 | 2 | 5 | 1 | 1 | 1 | 1 | 1 | 1 | 1 | 1 | 1
6 | 4 | 4 | 4 | 6 | 1 | 1 | 1 | 1 | 1 | 1 | 1 | 1 | 1
7 | 10 | 6 | 6 | 7 | 0.5 | 0.8 | 0.8 | 1 | 1 | 1 | 1 | 1 | 1
8 | 10 | 10 | 10 | 8 | 0.5 | 0.8 | 0.8 | 1 | 1 | 1 | 1 | 1 | 1
9 | 8 | 10 | 10 | 9 | 0.5 | 0.8 | 0.8 | 1 | 1 | 1 | 1 | 1 | 1
10 | 4 | 6 | 6 | 10 | 0.1 | 0.8 | 0.8 | 1 | 1 | 1 | 1 | 1 | 1
11 | 2 | 2 | 2 | 11 | 0.1 | 0.8 | 0.8 | 1 | 1 | 1 | 1 | 1 | 1
12 | 2 | 2 | 2 | 12 | 0.1 | 0.8 | 0.8 | 1 | 1 | 1 | 1 | 1 | 1
13 | 4 | 4 | 4 | 13 | 0.1 | 0.8 | 0.8 | 1 | 1 | 1 | 1 | 1 | 1
14 | 4 | 4 | 4 | 14 | 0.2 | 0.8 | 0.8 | 1 | 1 | 1 | 1 | 1 | 1
15 | 2 | 2 | 2 | 15 | 0.2 | 0.8 | 0.8 | 1 | 1 | 1 | 1 | 1 | 1
16 | 2 | 2 | 2 | 16 | 0.2 | 0.8 | 0.8 | 1 | 1 | 1 | 1 | 1 | 1
17 | 2 | 2 | 2 | 17 | 0.5 | 0.8 | 0.8 | 1 | 1 | 1 | 1 | 1 | 1
18 | 4 | 4 | 4 | 18 | 0.5 | 0.8 | 0.8 | 1 | 1 | 1 | 1 | 1 | 1
19 | 6 | 6 | 6 | 19 | 0.5 | 0.8 | 0.8 | 1 | 1 | 1 | 1 | 1 | 1
20 | 8 | 8 | 8 | 20 | 0.8 | 0.8 | 0.8 | 1 | 1 | 1 | 1 | 1 | 1
21 | 10 | 10 | 10 | 21 | 0.8 | 0.8 | 0.8 | 1 | 1 | 1 | 1 | 1 | 1
22 | 8 | 8 | 8 | 22 | 0.8 | 0.8 | 0.8 | 1 | 1 | 1 | 1 | 1 | 1
23 | 6 | 6 | 6 | 23 | 1 | 1 | 1 | 1 | 1 | 1 | 1 | 1 | 1
24 | 2 | 2 | 2 | 24 | 1 | 1 | 1 | 1 | 1 | 1 | 1 | 1 | 1
TOT | 100 | 100 | 100

## RES_MOBIL (hidden)
Type |  |  | BLDNGCAT_RES_MOBIL
Description |  |  | Mobile home
Comments |  |  | E.1.(1)
Prelievo acqua calda sanitaria |  |  |  | Occupants |  |  |  |  | DHW operation |  |  | HS operation
| Weekdays | Saturday | Sunday / festivity |  | Weekdays | Saturday | Sunday / festivity |  |  |  | Anticipo | 3
h |  |  |  | h
1 | 0 | 0 | 0 | 1 | 1 | 1 | 1 | 1 | 1 | 1 | 1 | 1 | 1
2 | 0 | 0 | 0 | 2 | 1 | 1 | 1 | 1 | 1 | 1 | 1 | 1 | 1
3 | 0 | 0 | 0 | 3 | 1 | 1 | 1 | 1 | 1 | 1 | 1 | 1 | 1
4 | 0 | 0 | 0 | 4 | 1 | 1 | 1 | 1 | 1 | 1 | 1 | 1 | 1
5 | 0 | 0 | 0 | 5 | 1 | 1 | 1 | 1 | 1 | 1 | 1 | 1 | 1
6 | 2 | 0 | 0 | 6 | 1 | 1 | 1 | 1 | 1 | 1 | 1 | 1 | 1
7 | 16 | 2 | 2 | 7 | 0.5 | 0.8 | 0.8 | 1 | 1 | 1 | 1 | 1 | 1
8 | 20 | 16 | 16 | 8 | 0.5 | 0.8 | 0.8 | 1 | 1 | 1 | 1 | 1 | 1
9 | 8 | 20 | 20 | 9 | 0.5 | 0.8 | 0.8 | 1 | 1 | 1 | 1 | 1 | 1
10 | 2 | 8 | 8 | 10 | 0.1 | 0.8 | 0.8 | 1 | 1 | 1 | 1 | 1 | 1
11 | 0 | 2 | 2 | 11 | 0.1 | 0.8 | 0.8 | 1 | 1 | 1 | 1 | 1 | 1
12 | 0 | 2 | 2 | 12 | 0.1 | 0.8 | 0.8 | 1 | 1 | 1 | 1 | 1 | 1
13 | 2 | 4 | 4 | 13 | 0.1 | 0.8 | 0.8 | 1 | 1 | 1 | 1 | 1 | 1
14 | 4 | 2 | 2 | 14 | 0.2 | 0.8 | 0.8 | 1 | 1 | 1 | 1 | 1 | 1
15 | 2 | 4 | 4 | 15 | 0.2 | 0.8 | 0.8 | 1 | 1 | 1 | 1 | 1 | 1
16 | 0 | 2 | 2 | 16 | 0.2 | 0.8 | 0.8 | 1 | 1 | 1 | 1 | 1 | 1
17 | 2 | 0 | 0 | 17 | 0.5 | 0.8 | 0.8 | 1 | 1 | 1 | 1 | 1 | 1
18 | 2 | 2 | 2 | 18 | 0.5 | 0.8 | 0.8 | 1 | 1 | 1 | 1 | 1 | 1
19 | 6 | 4 | 4 | 19 | 0.5 | 0.8 | 0.8 | 1 | 1 | 1 | 1 | 1 | 1
20 | 8 | 6 | 6 | 20 | 0.8 | 0.8 | 0.8 | 1 | 1 | 1 | 1 | 1 | 1
21 | 10 | 10 | 10 | 21 | 0.8 | 0.8 | 0.8 | 1 | 1 | 1 | 1 | 1 | 1
22 | 10 | 10 | 10 | 22 | 0.8 | 0.8 | 0.8 | 1 | 1 | 1 | 1 | 1 | 1
23 | 4 | 4 | 4 | 23 | 1 | 1 | 1 | 1 | 1 | 1 | 1 | 1 | 1
24 | 2 | 2 | 2 | 24 | 1 | 1 | 1 | 1 | 1 | 1 | 1 | 1 | 1
TOT | 100 | 100 | 100

## RES_HOL (hidden)
Type |  |  | BLDNGCAT_RES_HOL
Description |  |  | Holiday home
Comments |  |  | E.1.(2)
Prelievo acqua calda sanitaria |  |  |  | Occupants |  |  |  |  | DHW operation |  |  | HS operation
| Weekdays | Saturday | Sunday / festivity |  | Weekdays | Saturday | Sunday / festivity |  |  |  | Anticipo | 3
h |  |  |  | h
1 | 0 | 0 | 0 | 1 | 1 | 1 | 1 | 1 | 1 | 1 | 1 | 1 | 1
2 | 0 | 0 | 0 | 2 | 1 | 1 | 1 | 1 | 1 | 1 | 1 | 1 | 1
3 | 0 | 0 | 0 | 3 | 1 | 1 | 1 | 1 | 1 | 1 | 1 | 1 | 1
4 | 0 | 0 | 0 | 4 | 1 | 1 | 1 | 1 | 1 | 1 | 1 | 1 | 1
5 | 2 | 2 | 2 | 5 | 1 | 1 | 1 | 1 | 1 | 1 | 1 | 1 | 1
6 | 4 | 4 | 4 | 6 | 1 | 1 | 1 | 1 | 1 | 1 | 1 | 1 | 1
7 | 10 | 6 | 6 | 7 | 0.5 | 0.8 | 0.8 | 1 | 1 | 1 | 1 | 1 | 1
8 | 10 | 10 | 10 | 8 | 0.5 | 0.8 | 0.8 | 1 | 1 | 1 | 1 | 1 | 1
9 | 8 | 10 | 10 | 9 | 0.5 | 0.8 | 0.8 | 1 | 1 | 1 | 1 | 1 | 1
10 | 4 | 6 | 6 | 10 | 0.1 | 0.8 | 0.8 | 1 | 1 | 1 | 1 | 1 | 1
11 | 2 | 2 | 2 | 11 | 0.1 | 0.8 | 0.8 | 1 | 1 | 1 | 1 | 1 | 1
12 | 2 | 2 | 2 | 12 | 0.1 | 0.8 | 0.8 | 1 | 1 | 1 | 1 | 1 | 1
13 | 4 | 4 | 4 | 13 | 0.1 | 0.8 | 0.8 | 1 | 1 | 1 | 1 | 1 | 1
14 | 4 | 4 | 4 | 14 | 0.2 | 0.8 | 0.8 | 1 | 1 | 1 | 1 | 1 | 1
15 | 2 | 2 | 2 | 15 | 0.2 | 0.8 | 0.8 | 1 | 1 | 1 | 1 | 1 | 1
16 | 2 | 2 | 2 | 16 | 0.2 | 0.8 | 0.8 | 1 | 1 | 1 | 1 | 1 | 1
17 | 2 | 2 | 2 | 17 | 0.5 | 0.8 | 0.8 | 1 | 1 | 1 | 1 | 1 | 1
18 | 4 | 4 | 4 | 18 | 0.5 | 0.8 | 0.8 | 1 | 1 | 1 | 1 | 1 | 1
19 | 6 | 6 | 6 | 19 | 0.5 | 0.8 | 0.8 | 1 | 1 | 1 | 1 | 1 | 1
20 | 8 | 8 | 8 | 20 | 0.8 | 0.8 | 0.8 | 1 | 1 | 1 | 1 | 1 | 1
21 | 10 | 10 | 10 | 21 | 0.8 | 0.8 | 0.8 | 1 | 1 | 1 | 1 | 1 | 1
22 | 8 | 8 | 8 | 22 | 0.8 | 0.8 | 0.8 | 1 | 1 | 1 | 1 | 1 | 1
23 | 6 | 6 | 6 | 23 | 1 | 1 | 1 | 1 | 1 | 1 | 1 | 1 | 1
24 | 2 | 2 | 2 | 24 | 1 | 1 | 1 | 1 | 1 | 1 | 1 | 1 | 1
TOT | 100 | 100 | 100

## EDUC_univ (hidden)
Type |  |  | BLDNGCAT_EDUC_UNIV
Description |  |  | Educational buildings
Comments |  |  | E.7
Notes |  |  | Università
Prelievo acqua calda sanitaria |  |  |  | Occupants |  |  |  |  | DHW operation |  |  | HS operation
| Weekdays | Saturday | Sunday / festivity |  | Weekdays | Saturday | Sunday / festivity |  |  |  | Anticipo | 3
h |  |  |  | h
1 | 0 | 0 | 0 | 1 | 0 | 0 | 0 | 0 | 0 | 0 | 0 | 0 | 0
2 | 0 | 0 | 0 | 2 | 0 | 0 | 0 | 0 | 0 | 0 | 0 | 0 | 0
3 | 0 | 0 | 0 | 3 | 0 | 0 | 0 | 0 | 0 | 0 | 0 | 0 | 0
4 | 0 | 0 | 0 | 4 | 0 | 0 | 0 | 0 | 0 | 0 | 1 | 0 | 0
5 | 0 | 0 | 0 | 5 | 0 | 0 | 0 | 0 | 0 | 0 | 1 | 0 | 0
6 | 0 | 0 | 0 | 6 | 0 | 0 | 0 | 0 | 0 | 0 | 1 | 0 | 0
7 | 5 | 0 | 0 | 7 | 0.1 | 0 | 0 | 1 | 0 | 0 | 1 | 0 | 0
8 | 10 | 0 | 0 | 8 | 1 | 0 | 0 | 1 | 0 | 0 | 1 | 0 | 0
9 | 10 | 0 | 0 | 9 | 1 | 0 | 0 | 1 | 0 | 0 | 1 | 0 | 0
10 | 5 | 0 | 0 | 10 | 1 | 0 | 0 | 1 | 0 | 0 | 1 | 0 | 0
11 | 5 | 0 | 0 | 11 | 1 | 0 | 0 | 1 | 0 | 0 | 1 | 0 | 0
12 | 10 | 0 | 0 | 12 | 1 | 0 | 0 | 1 | 0 | 0 | 1 | 0 | 0
13 | 15 | 0 | 0 | 13 | 0.8 | 0 | 0 | 1 | 0 | 0 | 1 | 0 | 0
14 | 10 | 0 | 0 | 14 | 1 | 0 | 0 | 1 | 0 | 0 | 1 | 0 | 0
15 | 5 | 0 | 0 | 15 | 1 | 0 | 0 | 1 | 0 | 0 | 1 | 0 | 0
16 | 10 | 0 | 0 | 16 | 1 | 0 | 0 | 1 | 0 | 0 | 1 | 0 | 0
17 | 10 | 0 | 0 | 17 | 1 | 0 | 0 | 1 | 0 | 0 | 1 | 0 | 0
18 | 5 | 0 | 0 | 18 | 1 | 0 | 0 | 1 | 0 | 0 | 1 | 0 | 0
19 | 0 | 0 | 0 | 19 | 0.3 | 0 | 0 | 1 | 0 | 0 | 1 | 0 | 0
20 | 0 | 0 | 0 | 20 | 0 | 0 | 0 | 0 | 0 | 0 | 0 | 0 | 0
21 | 0 | 0 | 0 | 21 | 0 | 0 | 0 | 0 | 0 | 0 | 0 | 0 | 0
22 | 0 | 0 | 0 | 22 | 0 | 0 | 0 | 0 | 0 | 0 | 0 | 0 | 0
23 | 0 | 0 | 0 | 23 | 0 | 0 | 0 | 0 | 0 | 0 | 0 | 0 | 0
24 | 0 | 0 | 0 | 24 | 0 | 0 | 0 | 0 | 0 | 0 | 0 | 0 | 0
TOT | 100 | 0 | 0

## EDUC_second_rientri (hidden)
Type |  |  | BLDNGCAT_EDUC_SECOND_rientri
Description |  |  | Educational buildings
Comments |  |  | E.7
Notes |  |  | Secondaria - Rientri
Prelievo acqua calda sanitaria |  |  |  | Occupants |  |  |  |  | DHW operation |  |  | HS operation
| Weekdays | Saturday | Sunday / festivity |  | Weekdays | Saturday | Sunday / festivity |  |  |  | Anticipo | 3
h |  |  |  | h
1 | 0 | 0 | 0 | 1 | 0 | 0 | 0 | 0 | 0 | 0 | 0 | 0 | 0
2 | 0 | 0 | 0 | 2 | 0 | 0 | 0 | 0 | 0 | 0 | 0 | 0 | 0
3 | 0 | 0 | 0 | 3 | 0 | 0 | 0 | 0 | 0 | 0 | 0 | 0 | 0
4 | 0 | 0 | 0 | 4 | 0 | 0 | 0 | 0 | 0 | 0 | 1 | 1 | 0
5 | 0 | 0 | 0 | 5 | 0 | 0 | 0 | 0 | 0 | 0 | 1 | 1 | 0
6 | 0 | 0 | 0 | 6 | 0 | 0 | 0 | 0 | 0 | 0 | 1 | 1 | 0
7 | 5 | 0 | 0 | 7 | 0.1 | 0.1 | 0 | 1 | 1 | 0 | 1 | 1 | 0
8 | 20 | 20 | 0 | 8 | 1 | 1 | 0 | 1 | 1 | 0 | 1 | 1 | 0
9 | 5 | 5 | 0 | 9 | 1 | 1 | 0 | 1 | 1 | 0 | 1 | 1 | 0
10 | 5 | 5 | 0 | 10 | 1 | 1 | 0 | 1 | 1 | 0 | 1 | 1 | 0
11 | 30 | 15 | 0 | 11 | 1 | 1 | 0 | 1 | 1 | 0 | 1 | 1 | 0
12 | 5 | 5 | 0 | 12 | 1 | 1 | 0 | 1 | 1 | 0 | 1 | 1 | 0
13 | 10 | 5 | 0 | 13 | 1 | 1 | 0 | 1 | 1 | 0 | 1 | 1 | 0
14 | 10 | 0 | 0 | 14 | 0.5 | 0.1 | 0 | 1 | 1 | 0 | 1 | 1 | 0
15 | 5 | 0 | 0 | 15 | 1 | 0 | 0 | 1 | 0 | 0 | 1 | 0 | 0
16 | 0 | 0 | 0 | 16 | 1 | 0 | 0 | 1 | 0 | 0 | 1 | 0 | 0
17 | 0 | 0 | 0 | 17 | 1 | 0 | 0 | 1 | 0 | 0 | 1 | 0 | 0
18 | 0 | 0 | 0 | 18 | 0.1 | 0 | 0 | 1 | 0 | 0 | 1 | 0 | 0
19 | 0 | 0 | 0 | 19 | 0 | 0 | 0 | 0 | 0 | 0 | 0 | 0 | 0
20 | 0 | 0 | 0 | 20 | 0 | 0 | 0 | 0 | 0 | 0 | 0 | 0 | 0
21 | 0 | 0 | 0 | 21 | 0 | 0 | 0 | 0 | 0 | 0 | 0 | 0 | 0
22 | 0 | 0 | 0 | 22 | 0 | 0 | 0 | 0 | 0 | 0 | 0 | 0 | 0
23 | 0 | 0 | 0 | 23 | 0 | 0 | 0 | 0 | 0 | 0 | 0 | 0 | 0
24 | 0 | 0 | 0 | 24 | 0 | 0 | 0 | 0 | 0 | 0 | 0 | 0 | 0
TOT | 95 | 55 | 0

## EDUC_second_matt (hidden)
Type |  |  | BLDNGCAT_EDUC_matt
Description |  |  | Educational buildings
Comments |  |  | E.7
Notes |  |  | Secondaria - Solo mattino
Prelievo acqua calda sanitaria |  |  |  | Occupants |  |  |  |  | DHW operation |  |  | HS operation
| Weekdays | Saturday | Sunday / festivity |  | Weekdays | Saturday | Sunday / festivity |  |  |  | Anticipo | 3
h |  |  |  | h
1 | 0 | 0 | 0 | 1 | 0 | 0 | 0 | 0 | 0 | 0 | 0 | 0 | 0
2 | 0 | 0 | 0 | 2 | 0 | 0 | 0 | 0 | 0 | 0 | 0 | 0 | 0
3 | 0 | 0 | 0 | 3 | 0 | 0 | 0 | 0 | 0 | 0 | 0 | 0 | 0
4 | 0 | 0 | 0 | 4 | 0 | 0 | 0 | 0 | 0 | 0 | 1 | 1 | 0
5 | 0 | 0 | 0 | 5 | 0 | 0 | 0 | 0 | 0 | 0 | 1 | 1 | 0
6 | 0 | 0 | 0 | 6 | 0 | 0 | 0 | 0 | 0 | 0 | 1 | 1 | 0
7 | 5 | 5 | 0 | 7 | 0.1 | 0.1 | 0 | 1 | 1 | 0 | 1 | 1 | 0
8 | 20 | 20 | 0 | 8 | 1 | 1 | 0 | 1 | 1 | 0 | 1 | 1 | 0
9 | 5 | 5 | 0 | 9 | 1 | 1 | 0 | 1 | 1 | 0 | 1 | 1 | 0
10 | 5 | 5 | 0 | 10 | 1 | 1 | 0 | 1 | 1 | 0 | 1 | 1 | 0
11 | 30 | 30 | 0 | 11 | 1 | 1 | 0 | 1 | 1 | 0 | 1 | 1 | 0
12 | 5 | 5 | 0 | 12 | 1 | 1 | 0 | 1 | 1 | 0 | 1 | 1 | 0
13 | 10 | 10 | 0 | 13 | 1 | 1 | 0 | 1 | 1 | 0 | 1 | 1 | 0
14 | 10 | 10 | 0 | 14 | 1 | 1 | 0 | 1 | 1 | 0 | 1 | 1 | 0
15 | 0 | 0 | 0 | 15 | 0.1 | 0.1 | 0 | 1 | 1 | 0 | 1 | 1 | 0
16 | 0 | 0 | 0 | 16 | 0 | 0 | 0 | 0 | 0 | 0 | 0 | 0 | 0
17 | 0 | 0 | 0 | 17 | 0 | 0 | 0 | 0 | 0 | 0 | 0 | 0 | 0
18 | 0 | 0 | 0 | 18 | 0 | 0 | 0 | 0 | 0 | 0 | 0 | 0 | 0
19 | 0 | 0 | 0 | 19 | 0 | 0 | 0 | 0 | 0 | 0 | 0 | 0 | 0
20 | 0 | 0 | 0 | 20 | 0 | 0 | 0 | 0 | 0 | 0 | 0 | 0 | 0
21 | 0 | 0 | 0 | 21 | 0 | 0 | 0 | 0 | 0 | 0 | 0 | 0 | 0
22 | 0 | 0 | 0 | 22 | 0 | 0 | 0 | 0 | 0 | 0 | 0 | 0 | 0
23 | 0 | 0 | 0 | 23 | 0 | 0 | 0 | 0 | 0 | 0 | 0 | 0 | 0
24 | 0 | 0 | 0 | 24 | 0 | 0 | 0 | 0 | 0 | 0 | 0 | 0 | 0
TOT | 90 | 90 | 0

## EDUC_primarie_lunga (hidden)
Type |  |  | BLDNGCAT_EDUC_primarie_lunga
Description |  |  | Educational buildings
Comments |  |  | E.7
Notes |  |  | Scuola primaria - Settimana lunga
Prelievo acqua calda sanitaria |  |  |  | Occupants |  |  |  |  | DHW operation |  |  | HS operation
| Weekdays | Saturday | Sunday / festivity |  | Weekdays | Saturday | Sunday / festivity |  |  |  | Anticipo | 3
h |  |  |  | h
1 | 0 | 0 | 0 | 1 | 0 | 0 | 0 | 0 | 0 | 0 | 0 | 0 | 0
2 | 0 | 0 | 0 | 2 | 0 | 0 | 0 | 0 | 0 | 0 | 0 | 0 | 0
3 | 0 | 0 | 0 | 3 | 0 | 0 | 0 | 0 | 0 | 0 | 0 | 0 | 0
4 | 0 | 0 | 0 | 4 | 0 | 0 | 0 | 0 | 0 | 0 | 1 | 1 | 0
5 | 0 | 0 | 0 | 5 | 0 | 0 | 0 | 0 | 0 | 0 | 1 | 1 | 0
6 | 0 | 0 | 0 | 6 | 0 | 0 | 0 | 0 | 0 | 0 | 1 | 1 | 0
7 | 5 | 5 | 0 | 7 | 0.1 | 0.1 | 0 | 1 | 1 | 0 | 1 | 1 | 0
8 | 30 | 30 | 0 | 8 | 1 | 1 | 0 | 1 | 1 | 0 | 1 | 1 | 0
9 | 5 | 5 | 0 | 9 | 1 | 1 | 0 | 1 | 1 | 0 | 1 | 1 | 0
10 | 5 | 5 | 0 | 10 | 1 | 1 | 0 | 1 | 1 | 0 | 1 | 1 | 0
11 | 30 | 30 | 0 | 11 | 1 | 1 | 0 | 1 | 1 | 0 | 1 | 1 | 0
12 | 5 | 5 | 0 | 12 | 1 | 1 | 0 | 1 | 1 | 0 | 1 | 1 | 0
13 | 10 | 10 | 0 | 13 | 1 | 1 | 0 | 1 | 1 | 0 | 1 | 1 | 0
14 | 0 | 0.3 | 0 | 14 | 0.3 | 0.3 | 0 | 1 | 1 | 0 | 1 | 1 | 0
15 | 0 | 0 | 0 | 15 | 0 | 0 | 0 | 0 | 0 | 0 | 0 | 0 | 0
16 | 0 | 0 | 0 | 16 | 0 | 0 | 0 | 0 | 0 | 0 | 0 | 0 | 0
17 | 0 | 0 | 0 | 17 | 0 | 0 | 0 | 0 | 0 | 0 | 0 | 0 | 0
18 | 0 | 0 | 0 | 18 | 0 | 0 | 0 | 0 | 0 | 0 | 0 | 0 | 0
19 | 0 | 0 | 0 | 19 | 0 | 0 | 0 | 0 | 0 | 0 | 0 | 0 | 0
20 | 0 | 0 | 0 | 20 | 0 | 0 | 0 | 0 | 0 | 0 | 0 | 0 | 0
21 | 0 | 0 | 0 | 21 | 0 | 0 | 0 | 0 | 0 | 0 | 0 | 0 | 0
22 | 0 | 0 | 0 | 22 | 0 | 0 | 0 | 0 | 0 | 0 | 0 | 0 | 0
23 | 0 | 0 | 0 | 23 | 0 | 0 | 0 | 0 | 0 | 0 | 0 | 0 | 0
24 | 0 | 0 | 0 | 24 | 0 | 0 | 0 | 0 | 0 | 0 | 0 | 0 | 0
TOT | 90 | 90.3 | 0

## EDUC_primarie_corta (hidden)
Type |  |  | BLDNGCAT_EDUC_primarie_corta
Description |  |  | Educational buildings
Comments |  |  | E.7
Notes |  |  | Scuola primaria - Settimana corta
Prelievo acqua calda sanitaria |  |  |  | Occupants |  |  |  |  | DHW operation |  |  | HS operation
| Weekdays | Saturday | Sunday / festivity |  | Weekdays | Saturday | Sunday / festivity |  |  |  | Anticipo | 3
h |  |  |  | h
1 | 0 | 0 | 0 | 1 | 0 | 0 | 0 | 0 | 0 | 0 | 0 | 0 | 0
2 | 0 | 0 | 0 | 2 | 0 | 0 | 0 | 0 | 0 | 0 | 0 | 0 | 0
3 | 0 | 0 | 0 | 3 | 0 | 0 | 0 | 0 | 0 | 0 | 0 | 0 | 0
4 | 0 | 0 | 0 | 4 | 0 | 0 | 0 | 0 | 0 | 0 | 1 | 0 | 0
5 | 0 | 0 | 0 | 5 | 0 | 0 | 0 | 0 | 0 | 0 | 1 | 0 | 0
6 | 0 | 0 | 0 | 6 | 0 | 0 | 0 | 0 | 0 | 0 | 1 | 0 | 0
7 | 0 | 0 | 0 | 7 | 0.1 | 0 | 0 | 1 | 0 | 0 | 1 | 0 | 0
8 | 5 | 0 | 0 | 8 | 1 | 0 | 0 | 1 | 0 | 0 | 1 | 0 | 0
9 | 15 | 0 | 0 | 9 | 1 | 0 | 0 | 1 | 0 | 0 | 1 | 0 | 0
10 | 5 | 0 | 0 | 10 | 1 | 0 | 0 | 1 | 0 | 0 | 1 | 0 | 0
11 | 20 | 0 | 0 | 11 | 1 | 0 | 0 | 1 | 0 | 0 | 1 | 0 | 0
12 | 5 | 0 | 0 | 12 | 1 | 0 | 0 | 1 | 0 | 0 | 1 | 0 | 0
13 | 25 | 0 | 0 | 13 | 1 | 0 | 0 | 1 | 0 | 0 | 1 | 0 | 0
14 | 10 | 0 | 0 | 14 | 0.5 | 0 | 0 | 1 | 0 | 0 | 1 | 0 | 0
15 | 5 | 0 | 0 | 15 | 1 | 0 | 0 | 1 | 0 | 0 | 1 | 0 | 0
16 | 10 | 0 | 0 | 16 | 1 | 0 | 0 | 1 | 0 | 0 | 1 | 0 | 0
17 | 0 | 0 | 0 | 17 | 0.3 | 0 | 0 | 1 | 0 | 0 | 1 | 0 | 0
18 | 0 | 0 | 0 | 18 | 0 | 0 | 0 | 0 | 0 | 0 | 0 | 0 | 0
19 | 0 | 0 | 0 | 19 | 0 | 0 | 0 | 0 | 0 | 0 | 0 | 0 | 0
20 | 0 | 0 | 0 | 20 | 0 | 0 | 0 | 0 | 0 | 0 | 0 | 0 | 0
21 | 0 | 0 | 0 | 21 | 0 | 0 | 0 | 0 | 0 | 0 | 0 | 0 | 0
22 | 0 | 0 | 0 | 22 | 0 | 0 | 0 | 0 | 0 | 0 | 0 | 0 | 0
23 | 0 | 0 | 0 | 23 | 0 | 0 | 0 | 0 | 0 | 0 | 0 | 0 | 0
24 | 0 | 0 | 0 | 24 | 0 | 0 | 0 | 0 | 0 | 0 | 0 | 0 | 0
TOT | 100 | 0 | 0

## OFF (hidden)
Type |  |  | BLDNGCAT_OFF
Description |  |  | Offices
Comments |  |  | E.2
Prelievo acqua calda sanitaria |  |  |  | Occupants |  |  |  |  | DHW operation |  |  | HS operation
| Weekdays | Saturday | Sunday / festivity |  | Weekdays | Saturday | Sunday / festivity |  |  |  | Anticipo | 3
h |  |  |  | h
1 | 0 | 0 | 0 | 1 | 0 | 0 | 0 | 0 | 0 | 0 | 0 | 0 | 0
2 | 0 | 0 | 0 | 2 | 0 | 0 | 0 | 0 | 0 | 0 | 0 | 0 | 0
3 | 0 | 0 | 0 | 3 | 0 | 0 | 0 | 0 | 0 | 0 | 0 | 0 | 0
4 | 0 | 0 | 0 | 4 | 0 | 0 | 0 | 0 | 0 | 0 | 0 | 0 | 0
5 | 0 | 0 | 0 | 5 | 0 | 0 | 0 | 0 | 0 | 0 | 0 | 0 | 0
6 | 0 | 0 | 0 | 6 | 0 | 0 | 0 | 0 | 0 | 0 | 1 | 0 | 0
7 | 0 | 0 | 0 | 7 | 0 | 0 | 0 | 0 | 0 | 0 | 1 | 0 | 0
8 | 0 | 0 | 0 | 8 | 0 | 0 | 0 | 0 | 0 | 0 | 1 | 0 | 0
9 | 5 | 0 | 0 | 9 | 0.5 | 0 | 0 | 1 | 0 | 0 | 1 | 0 | 0
10 | 10 | 0 | 0 | 10 | 1 | 0 | 0 | 1 | 0 | 0 | 1 | 0 | 0
11 | 10 | 0 | 0 | 11 | 1 | 0 | 0 | 1 | 0 | 0 | 1 | 0 | 0
12 | 10 | 0 | 0 | 12 | 1 | 0 | 0 | 1 | 0 | 0 | 1 | 0 | 0
13 | 20 | 0 | 0 | 13 | 1 | 0 | 0 | 1 | 0 | 0 | 1 | 0 | 0
14 | 10 | 0 | 0 | 14 | 0.5 | 0 | 0 | 1 | 0 | 0 | 1 | 0 | 0
15 | 10 | 0 | 0 | 15 | 1 | 0 | 0 | 1 | 0 | 0 | 1 | 0 | 0
16 | 10 | 0 | 0 | 16 | 1 | 0 | 0 | 1 | 0 | 0 | 1 | 0 | 0
17 | 10 | 0 | 0 | 17 | 1 | 0 | 0 | 1 | 0 | 0 | 1 | 0 | 0
18 | 5 | 0 | 0 | 18 | 0.5 | 0 | 0 | 1 | 0 | 0 | 1 | 0 | 0
19 | 0 | 0 | 0 | 19 | 0 | 0 | 0 | 0 | 0 | 0 | 0 | 0 | 0
20 | 0 | 0 | 0 | 20 | 0 | 0 | 0 | 0 | 0 | 0 | 0 | 0 | 0
21 | 0 | 0 | 0 | 21 | 0 | 0 | 0 | 0 | 0 | 0 | 0 | 0 | 0
22 | 0 | 0 | 0 | 22 | 0 | 0 | 0 | 0 | 0 | 0 | 0 | 0 | 0
23 | 0 | 0 | 0 | 23 | 0 | 0 | 0 | 0 | 0 | 0 | 0 | 0 | 0
24 | 0 | 0 | 0 | 24 | 0 | 0 | 0 | 0 | 0 | 0 | 0 | 0 | 0
TOT | 100 | 0 | 0

## OFF_settimana_lunga
Type |  |  | BLDNGCAT_OFF
Description |  |  | Offices | long week
Comments |  |  | E.2
Prelievo acqua calda sanitaria |  |  |  |  | Occupants |  |  |  |  | DHW operation |  |  | HS operation
| Weekdays | Saturday | Sunday / festivity |  |  | Weekdays | Saturday | Sunday / festivity |  |  |  | Anticipo | 3
h |  |  |  |  | h
1 | 0 | 0 | 0 |  | 1 | 0 | 0 | 0 | 0 | 0 | 0 | 0 | 0 | 0
2 | 0 | 0 | 0 |  | 2 | 0 | 0 | 0 | 0 | 0 | 0 | 0 | 0 | 0
3 | 0 | 0 | 0 |  | 3 | 0 | 0 | 0 | 0 | 0 | 0 | 0 | 0 | 0
4 | 0 | 0 | 0 |  | 4 | 0 | 0 | 0 | 0 | 0 | 0 | 0 | 0 | 0
5 | 0 | 0 | 0 |  | 5 | 0 | 0 | 0 | 0 | 0 | 0 | 0 | 0 | 0
6 | 0 | 0 | 0 |  | 6 | 0 | 0 | 0 | 0 | 0 | 0 | 1 | 1 | 0
7 | 0 | 0 | 0 |  | 7 | 0 | 0 | 0 | 0 | 0 | 0 | 1 | 1 | 0
8 | 0 | 0 | 0 |  | 8 | 0 | 0 | 0 | 0 | 0 | 0 | 1 | 1 | 0
9 | 5 | 5 | 0 |  | 9 | 0.5 | 0.5 | 0 | 1 | 1 | 0 | 1 | 1 | 0
10 | 10 | 10 | 0 |  | 10 | 1 | 1 | 0 | 1 | 1 | 0 | 1 | 1 | 0
11 | 10 | 10 | 0 |  | 11 | 1 | 1 | 0 | 1 | 1 | 0 | 1 | 1 | 0
12 | 10 | 10 | 0 |  | 12 | 1 | 1 | 0 | 1 | 1 | 0 | 1 | 1 | 0
13 | 20 | 5 | 0 |  | 13 | 1 | 0.5 | 0 | 1 | 1 | 0 | 1 | 1 | 0
14 | 10 | 0 | 0 |  | 14 | 0.5 | 0 | 0 | 1 | 0 | 0 | 1 | 0 | 0
15 | 10 | 0 | 0 |  | 15 | 1 | 0 | 0 | 1 | 0 | 0 | 1 | 0 | 0
16 | 10 | 0 | 0 |  | 16 | 1 | 0 | 0 | 1 | 0 | 0 | 1 | 0 | 0
17 | 10 | 0 | 0 |  | 17 | 1 | 0 | 0 | 1 | 0 | 0 | 1 | 0 | 0
18 | 5 | 0 | 0 |  | 18 | 0.5 | 0 | 0 | 1 | 0 | 0 | 1 | 0 | 0
19 | 0 | 0 | 0 |  | 19 | 0 | 0 | 0 | 0 | 0 | 0 | 0 | 0 | 0
20 | 0 | 0 | 0 |  | 20 | 0 | 0 | 0 | 0 | 0 | 0 | 0 | 0 | 0
21 | 0 | 0 | 0 |  | 21 | 0 | 0 | 0 | 0 | 0 | 0 | 0 | 0 | 0
22 | 0 | 0 | 0 |  | 22 | 0 | 0 | 0 | 0 | 0 | 0 | 0 | 0 | 0
23 | 0 | 0 | 0 |  | 23 | 0 | 0 | 0 | 0 | 0 | 0 | 0 | 0 | 0
24 | 0 | 0 | 0 |  | 24 | 0 | 0 | 0 | 0 | 0 | 0 | 0 | 0 | 0
TOTAL | 100 | 40 | 0

## Sample_profile_1 (hidden)
Hour | Sunday Holiday | Saturday | Weekdays | Value of relative needs [%] | Domestic hot water profile: office, long week
1 | 0 | 0 | 0
2 | 0 | 0 | 0
3 | 0 | 0 | 0
4 | 0 | 0 | 0
5 | 0 | 0 | 0
6 | 0 | 0 | 0
7 | 0 | 0 | 0
8 | 0 | 0 | 0
9 | 0 | 5 | 5
10 | 0 | 10 | 10
11 | 0 | 10 | 10
12 | 0 | 10 | 10
13 | 0 | 5 | 20
14 | 0 | 0 | 10
15 | 0 | 0 | 10
16 | 0 | 0 | 10
17 | 0 | 0 | 10
18 | 0 | 0 | 5
19 | 0 | 0 | 0
20 | 0 | 0 | 0
21 | 0 | 0 | 0
22 | 0 | 0 | 0
23 | 0 | 0 | 0
24 | 0 | 0 | 0
TOTAL | 0 | 40 | 100

## HOSP_DEG (hidden)
Type |  |  | BLDNGCAT_RES_HOSP
Description |  |  | Hospitals
Comments |  |  | E.3
Prelievo acqua calda sanitaria |  |  |  | Occupants |  |  |  |  | DHW operation |  |  | HS operation
| Weekdays | Saturday | Sunday / festivity |  | Weekdays | Saturday | Sunday / festivity |  |  |  | Anticipo | 3
h |  |  |  | h
1 | 2 | 2 | 2 | 1 | 0.9 | 0.9 | 0.9 | 1 | 1 | 1 | 1 | 1 | 1
2 | 2 | 2 | 2 | 2 | 0.9 | 0.9 | 0.9 | 1 | 1 | 1 | 1 | 1 | 1
3 | 2 | 2 | 2 | 3 | 0.9 | 0.9 | 0.9 | 1 | 1 | 1 | 1 | 1 | 1
4 | 5 | 5 | 5 | 4 | 0.9 | 0.9 | 0.9 | 1 | 1 | 1 | 1 | 1 | 1
5 | 5 | 5 | 5 | 5 | 0.9 | 0.9 | 0.9 | 1 | 1 | 1 | 1 | 1 | 1
6 | 5 | 5 | 5 | 6 | 1 | 1 | 1 | 1 | 1 | 1 | 1 | 1 | 1
7 | 5 | 5 | 5 | 7 | 1 | 1 | 1 | 1 | 1 | 1 | 1 | 1 | 1
8 | 5 | 5 | 5 | 8 | 1 | 1 | 1 | 1 | 1 | 1 | 1 | 1 | 1
9 | 5 | 5 | 5 | 9 | 1 | 1 | 1 | 1 | 1 | 1 | 1 | 1 | 1
10 | 5 | 5 | 5 | 10 | 1 | 1 | 1 | 1 | 1 | 1 | 1 | 1 | 1
11 | 5 | 5 | 5 | 11 | 1 | 1 | 1 | 1 | 1 | 1 | 1 | 1 | 1
12 | 5 | 5 | 5 | 12 | 1 | 1 | 1 | 1 | 1 | 1 | 1 | 1 | 1
13 | 5 | 5 | 5 | 13 | 1 | 1 | 1 | 1 | 1 | 1 | 1 | 1 | 1
14 | 5 | 5 | 5 | 14 | 1 | 1 | 1 | 1 | 1 | 1 | 1 | 1 | 1
15 | 5 | 5 | 5 | 15 | 1 | 1 | 1 | 1 | 1 | 1 | 1 | 1 | 1
16 | 5 | 5 | 5 | 16 | 1 | 1 | 1 | 1 | 1 | 1 | 1 | 1 | 1
17 | 5 | 5 | 5 | 17 | 1 | 1 | 1 | 1 | 1 | 1 | 1 | 1 | 1
18 | 5 | 5 | 5 | 18 | 1 | 1 | 1 | 1 | 1 | 1 | 1 | 1 | 1
19 | 5 | 5 | 5 | 19 | 1 | 1 | 1 | 1 | 1 | 1 | 1 | 1 | 1
20 | 5 | 5 | 5 | 20 | 1 | 1 | 1 | 1 | 1 | 1 | 1 | 1 | 1
21 | 3 | 3 | 3 | 21 | 1 | 1 | 1 | 1 | 1 | 1 | 1 | 1 | 1
22 | 2 | 2 | 2 | 22 | 0.9 | 0.9 | 0.9 | 1 | 1 | 1 | 1 | 1 | 1
23 | 2 | 2 | 2 | 23 | 0.9 | 0.9 | 0.9 | 1 | 1 | 1 | 1 | 1 | 1
24 | 2 | 2 | 2 | 24 | 0.9 | 0.9 | 0.9 | 1 | 1 | 1 | 1 | 1 | 1
TOT | 100 | 100 | 100

## HOSP_DAY (hidden)
Type |  |  | BLDNGCAT_RES_HOSP
Description |  |  | Hospitals
Comments |  |  | E.3
Prelievo acqua calda sanitaria |  |  |  | Occupants |  |  |  |  | DHW operation |  |  | HS operation
| Weekdays | Saturday | Sunday / festivity |  | Weekdays | Saturday | Sunday / festivity |  |  |  | Anticipo | 3
h |  |  |  | h
1 | 1 | 1 | 1 | 1 | 0.2 | 0.9 | 0.9 | 1 | 1 | 1 | 1 | 1 | 1
2 | 1 | 1 | 1 | 2 | 0.2 | 0.9 | 0.9 | 1 | 1 | 1 | 1 | 1 | 1
3 | 1 | 1 | 1 | 3 | 0.2 | 0.9 | 0.9 | 1 | 1 | 1 | 1 | 1 | 1
4 | 1 | 1 | 1 | 4 | 0.2 | 0.9 | 0.9 | 1 | 1 | 1 | 1 | 1 | 1
5 | 1 | 1 | 1 | 5 | 0.2 | 0.9 | 0.9 | 1 | 1 | 1 | 1 | 1 | 1
6 | 3 | 3 | 3 | 6 | 0.5 | 1 | 1 | 1 | 1 | 1 | 1 | 1 | 1
7 | 5 | 5 | 5 | 7 | 1 | 1 | 1 | 1 | 1 | 1 | 1 | 1 | 1
8 | 5 | 5 | 5 | 8 | 1 | 1 | 1 | 1 | 1 | 1 | 1 | 1 | 1
9 | 5 | 5 | 5 | 9 | 1 | 1 | 1 | 1 | 1 | 1 | 1 | 1 | 1
10 | 5 | 5 | 5 | 10 | 1 | 1 | 1 | 1 | 1 | 1 | 1 | 1 | 1
11 | 5 | 5 | 5 | 11 | 1 | 1 | 1 | 1 | 1 | 1 | 1 | 1 | 1
12 | 5 | 5 | 5 | 12 | 1 | 1 | 1 | 1 | 1 | 1 | 1 | 1 | 1
13 | 5 | 5 | 5 | 13 | 1 | 1 | 1 | 1 | 1 | 1 | 1 | 1 | 1
14 | 5 | 5 | 5 | 14 | 1 | 1 | 1 | 1 | 1 | 1 | 1 | 1 | 1
15 | 5 | 5 | 5 | 15 | 1 | 1 | 1 | 1 | 1 | 1 | 1 | 1 | 1
16 | 5 | 5 | 5 | 16 | 1 | 1 | 1 | 1 | 1 | 1 | 1 | 1 | 1
17 | 5 | 5 | 5 | 17 | 1 | 1 | 1 | 1 | 1 | 1 | 1 | 1 | 1
18 | 5 | 5 | 5 | 18 | 1 | 1 | 1 | 1 | 1 | 1 | 1 | 1 | 1
19 | 3 | 3 | 3 | 19 | 1 | 1 | 1 | 1 | 1 | 1 | 1 | 1 | 1
20 | 3 | 3 | 3 | 20 | 1 | 1 | 1 | 1 | 1 | 1 | 1 | 1 | 1
21 | 3 | 3 | 3 | 21 | 1 | 1 | 1 | 1 | 1 | 1 | 1 | 1 | 1
22 | 1 | 1 | 1 | 22 | 0.9 | 0.9 | 0.9 | 1 | 1 | 1 | 1 | 1 | 1
23 | 1 | 1 | 1 | 23 | 0.9 | 0.9 | 0.9 | 1 | 1 | 1 | 1 | 1 | 1
24 | 1 | 1 | 1 | 24 | 0.9 | 0.9 | 0.9 | 1 | 1 | 1 | 1 | 1 | 1
TOT | 80 | 80 | 80

## HOTEL (hidden)
Type |  |  | BLDNGCAT_HOTEL
Description |  |  | Hotels
Comments |  |  | E.1.(3)
Prelievo acqua calda sanitaria |  |  |  | Occupants |  |  |  |  | DHW operation |  |  | HS operation
| Weekdays | Saturday | Sunday / festivity |  | Weekdays | Saturday | Sunday / festivity |  |  |  | Anticipo | 3
h |  |  |  | h
1 | 2 | 2 | 2 | 1 | 1 | 1 | 1 | 1 | 1 | 1 | 1 | 1 | 1
2 | 0 | 0 | 0 | 2 | 1 | 1 | 1 | 1 | 1 | 1 | 1 | 1 | 1
3 | 0 | 0 | 0 | 3 | 1 | 1 | 1 | 1 | 1 | 1 | 1 | 1 | 1
4 | 0 | 0 | 0 | 4 | 1 | 1 | 1 | 1 | 1 | 1 | 1 | 1 | 1
5 | 2 | 2 | 2 | 5 | 1 | 1 | 1 | 1 | 1 | 1 | 1 | 1 | 1
6 | 5 | 5 | 5 | 6 | 1 | 1 | 1 | 1 | 1 | 1 | 1 | 1 | 1
7 | 10 | 10 | 10 | 7 | 1 | 1 | 1 | 1 | 1 | 1 | 1 | 1 | 1
8 | 20 | 20 | 20 | 8 | 0.8 | 0.8 | 0.8 | 1 | 1 | 1 | 1 | 1 | 1
9 | 10 | 10 | 10 | 9 | 0.5 | 0.5 | 0.5 | 1 | 1 | 1 | 1 | 1 | 1
10 | 2 | 2 | 2 | 10 | 0.5 | 0.5 | 0.5 | 1 | 1 | 1 | 1 | 1 | 1
11 | 2 | 2 | 2 | 11 | 0.5 | 0.5 | 0.5 | 1 | 1 | 1 | 1 | 1 | 1
12 | 2 | 2 | 2 | 12 | 0.5 | 0.5 | 0.5 | 1 | 1 | 1 | 1 | 1 | 1
13 | 0 | 0 | 0 | 13 | 0.5 | 0.5 | 0.5 | 1 | 1 | 1 | 1 | 1 | 1
14 | 0 | 0 | 0 | 14 | 0.5 | 0.5 | 0.5 | 1 | 1 | 1 | 1 | 1 | 1
15 | 0 | 0 | 0 | 15 | 0.5 | 0.5 | 0.5 | 1 | 1 | 1 | 1 | 1 | 1
16 | 0 | 0 | 0 | 16 | 0.5 | 0.5 | 0.5 | 1 | 1 | 1 | 1 | 1 | 1
17 | 0 | 0 | 0 | 17 | 0.8 | 0.8 | 0.8 | 1 | 1 | 1 | 1 | 1 | 1
18 | 5 | 5 | 5 | 18 | 0.8 | 0.8 | 0.8 | 1 | 1 | 1 | 1 | 1 | 1
19 | 10 | 10 | 10 | 19 | 0.8 | 0.8 | 0.8 | 1 | 1 | 1 | 1 | 1 | 1
20 | 10 | 10 | 10 | 20 | 0.8 | 0.8 | 0.8 | 1 | 1 | 1 | 1 | 1 | 1
21 | 10 | 10 | 10 | 21 | 0.8 | 0.8 | 0.8 | 1 | 1 | 1 | 1 | 1 | 1
22 | 5 | 5 | 5 | 22 | 0.8 | 0.8 | 0.8 | 1 | 1 | 1 | 1 | 1 | 1
23 | 3 | 3 | 3 | 23 | 1 | 1 | 1 | 1 | 1 | 1 | 1 | 1 | 1
24 | 2 | 2 | 2 | 24 | 1 | 1 | 1 | 1 | 1 | 1 | 1 | 1 | 1
TOT | 100 | 100 | 100

## HOTEL_LAV (hidden)
Type |  |  | BLDNGCAT_HOTEL
Description |  |  | Hotels
Comments |  |  | E.1.(3)
Prelievo acqua calda sanitaria |  |  |  | Occupants |  |  |  |  | DHW operation |  |  | HS operation
| Weekdays | Saturday | Sunday / festivity |  | Weekdays | Saturday | Sunday / festivity |  |  |  | Anticipo | 3
h |  |  |  | h
1 | 0 | 0 | 0 | 1 | 1 | 1 | 1 | 1 | 1 | 1 | 1 | 1 | 1
2 | 0 | 0 | 0 | 2 | 1 | 1 | 1 | 1 | 1 | 1 | 1 | 1 | 1
3 | 0 | 0 | 0 | 3 | 1 | 1 | 1 | 1 | 1 | 1 | 1 | 1 | 1
4 | 0 | 0 | 0 | 4 | 1 | 1 | 1 | 1 | 1 | 1 | 1 | 1 | 1
5 | 0 | 0 | 0 | 5 | 1 | 1 | 1 | 1 | 1 | 1 | 1 | 1 | 1
6 | 0 | 0 | 0 | 6 | 1 | 1 | 1 | 1 | 1 | 1 | 1 | 1 | 1
7 | 0 | 0 | 0 | 7 | 1 | 1 | 1 | 1 | 1 | 1 | 1 | 1 | 1
8 | 0 | 0 | 0 | 8 | 0.8 | 0.8 | 0.8 | 1 | 1 | 1 | 1 | 1 | 1
9 | 10 | 10 | 10 | 9 | 0.5 | 0.5 | 0.5 | 1 | 1 | 1 | 1 | 1 | 1
10 | 30 | 30 | 30 | 10 | 0.5 | 0.5 | 0.5 | 1 | 1 | 1 | 1 | 1 | 1
11 | 30 | 30 | 30 | 11 | 0.5 | 0.5 | 0.5 | 1 | 1 | 1 | 1 | 1 | 1
12 | 20 | 20 | 20 | 12 | 0.5 | 0.5 | 0.5 | 1 | 1 | 1 | 1 | 1 | 1
13 | 0 | 0 | 0 | 13 | 0.5 | 0.5 | 0.5 | 1 | 1 | 1 | 1 | 1 | 1
14 | 0 | 0 | 0 | 14 | 0.5 | 0.5 | 0.5 | 1 | 1 | 1 | 1 | 1 | 1
15 | 0 | 0 | 0 | 15 | 0.5 | 0.5 | 0.5 | 1 | 1 | 1 | 1 | 1 | 1
16 | 0 | 0 | 0 | 16 | 0.5 | 0.5 | 0.5 | 1 | 1 | 1 | 1 | 1 | 1
17 | 5 | 5 | 5 | 17 | 0.8 | 0.8 | 0.8 | 1 | 1 | 1 | 1 | 1 | 1
18 | 5 | 5 | 5 | 18 | 0.8 | 0.8 | 0.8 | 1 | 1 | 1 | 1 | 1 | 1
19 | 0 | 0 | 0 | 19 | 0.8 | 0.8 | 0.8 | 1 | 1 | 1 | 1 | 1 | 1
20 | 0 | 0 | 0 | 20 | 0.8 | 0.8 | 0.8 | 1 | 1 | 1 | 1 | 1 | 1
21 | 0 | 0 | 0 | 21 | 0.8 | 0.8 | 0.8 | 1 | 1 | 1 | 1 | 1 | 1
22 | 0 | 0 | 0 | 22 | 0.8 | 0.8 | 0.8 | 1 | 1 | 1 | 1 | 1 | 1
23 | 0 | 0 | 0 | 23 | 1 | 1 | 1 | 1 | 1 | 1 | 1 | 1 | 1
24 | 0 | 0 | 0 | 24 | 1 | 1 | 1 | 1 | 1 | 1 | 1 | 1 | 1
TOT | 100 | 100 | 100

## HOTEL_SAU (hidden)
Type |  |  | BLDNGCAT_HOTEL
Description |  |  | Hotels
Comments |  |  | E.1.(3)
Prelievo acqua calda sanitaria |  |  |  | Occupants |  |  |  |  | DHW operation |  |  | HS operation
| Weekdays | Saturday | Sunday / festivity |  | Weekdays | Saturday | Sunday / festivity |  |  |  | Anticipo | 3
h |  |  |  | h
1 | 0 | 0 | 0 | 1 | 0 | 0 | 0 | 0 | 0 | 0 | 0 | 0 | 0
2 | 0 | 0 | 0 | 2 | 0 | 0 | 0 | 0 | 0 | 0 | 0 | 0 | 0
3 | 0 | 0 | 0 | 3 | 0 | 0 | 0 | 0 | 0 | 0 | 0 | 0 | 0
4 | 0 | 0 | 0 | 4 | 0 | 0 | 0 | 0 | 0 | 0 | 0 | 0 | 0
5 | 0 | 0 | 0 | 5 | 0 | 0 | 0 | 0 | 0 | 0 | 1 | 1 | 1
6 | 0 | 0 | 0 | 6 | 0 | 0 | 0 | 0 | 0 | 0 | 1 | 1 | 1
7 | 0 | 0 | 0 | 7 | 0 | 0 | 0 | 0 | 0 | 0 | 1 | 1 | 1
8 | 2 | 2 | 2 | 8 | 0.2 | 0.2 | 0.2 | 1 | 1 | 1 | 1 | 1 | 1
9 | 5 | 5 | 5 | 9 | 0.2 | 0.2 | 0.2 | 1 | 1 | 1 | 1 | 1 | 1
10 | 5 | 5 | 5 | 10 | 0.2 | 0.2 | 0.2 | 1 | 1 | 1 | 1 | 1 | 1
11 | 5 | 5 | 5 | 11 | 0.2 | 0.2 | 0.2 | 1 | 1 | 1 | 1 | 1 | 1
12 | 5 | 5 | 5 | 12 | 0.2 | 0.2 | 0.2 | 1 | 1 | 1 | 1 | 1 | 1
13 | 2 | 2 | 2 | 13 | 0.1 | 0.1 | 0.1 | 1 | 1 | 1 | 1 | 1 | 1
14 | 2 | 2 | 2 | 14 | 0.1 | 0.1 | 0.1 | 1 | 1 | 1 | 1 | 1 | 1
15 | 2 | 2 | 2 | 15 | 0.2 | 0.2 | 0.2 | 1 | 1 | 1 | 1 | 1 | 1
16 | 5 | 5 | 5 | 16 | 0.5 | 0.5 | 0.5 | 1 | 1 | 1 | 1 | 1 | 1
17 | 5 | 5 | 5 | 17 | 0.8 | 0.8 | 0.8 | 1 | 1 | 1 | 1 | 1 | 1
18 | 5 | 5 | 5 | 18 | 0.8 | 0.8 | 0.8 | 1 | 1 | 1 | 1 | 1 | 1
19 | 5 | 5 | 5 | 19 | 0.6 | 0.6 | 0.6 | 1 | 1 | 1 | 1 | 1 | 1
20 | 2 | 2 | 2 | 20 | 0.5 | 0.5 | 0.5 | 1 | 1 | 1 | 1 | 1 | 1
21 | 10 | 10 | 10 | 21 | 0.5 | 0.5 | 0.5 | 1 | 1 | 1 | 1 | 1 | 1
22 | 15 | 15 | 15 | 22 | 0.8 | 0.8 | 0.8 | 1 | 1 | 1 | 1 | 1 | 1
23 | 15 | 15 | 15 | 23 | 1 | 1 | 1 | 1 | 1 | 1 | 1 | 1 | 1
24 | 10 | 10 | 10 | 24 | 0.5 | 0.5 | 0.5 | 1 | 1 | 1 | 1 | 1 | 1
TOT | 100 | 100 | 100

## REST (hidden)
Type |  |  | BLDNGCAT_REST | Type |  |  | BLDNGCAT_REST
Description |  |  | Restaurants | Description |  |  | Bar
Comments |  |  | E.4.(3) | Comments |  |  | E.4.(3)
Prelievo acqua calda sanitaria |  |  |  | Occupants |  |  |  |  | DHW operation |  |  | HS operation
| Weekdays | Saturday | Sunday / festivity |  | Weekdays | Saturday | Sunday / festivity |  |  |  | Anticipo | 3
h |  |  |  | h
1 | 0 | 0 | 0 | 1 | 0 | 0 | 0 | 0 | 0 | 0 | 0 | 0 | 0
2 | 0 | 0 | 0 | 2 | 0 | 0 | 0 | 0 | 0 | 0 | 0 | 0 | 0
3 | 0 | 0 | 0 | 3 | 0 | 0 | 0 | 0 | 0 | 0 | 1 | 1 | 1
4 | 0 | 0 | 0 | 4 | 0 | 0 | 0 | 0 | 0 | 0 | 1 | 1 | 1
5 | 0 | 0 | 0 | 5 | 0 | 0 | 0 | 0 | 0 | 0 | 1 | 1 | 1
6 | 0 | 0 | 0 | 6 | 0.3 | 0.3 | 0.3 | 1 | 1 | 1 | 1 | 1 | 1
7 | 0 | 0 | 0 | 7 | 0.8 | 0.8 | 0.8 | 1 | 1 | 1 | 1 | 1 | 1
8 | 0 | 0 | 0 | 8 | 1 | 1 | 1 | 1 | 1 | 1 | 1 | 1 | 1
9 | 0 | 0 | 0 | 9 | 1 | 1 | 1 | 1 | 1 | 1 | 1 | 1 | 1
10 | 5 | 5 | 5 | 10 | 0.5 | 0.5 | 0.5 | 1 | 1 | 1 | 1 | 1 | 1
11 | 10 | 10 | 10 | 11 | 0.5 | 0.5 | 0.5 | 1 | 1 | 1 | 1 | 1 | 1
12 | 10 | 10 | 10 | 12 | 0.5 | 0.5 | 0.5 | 1 | 1 | 1 | 1 | 1 | 1
13 | 10 | 10 | 10 | 13 | 0.5 | 0.5 | 0.5 | 1 | 1 | 1 | 1 | 1 | 1
14 | 15 | 15 | 15 | 14 | 0.8 | 0.8 | 0.8 | 1 | 1 | 1 | 1 | 1 | 1
15 | 10 | 10 | 10 | 15 | 0.2 | 0.2 | 0.2 | 1 | 1 | 1 | 1 | 1 | 1
16 | 5 | 5 | 5 | 16 | 0.2 | 0.2 | 0.2 | 1 | 1 | 1 | 1 | 1 | 1
17 | 0 | 0 | 0 | 17 | 0.2 | 0.2 | 0.2 | 1 | 1 | 1 | 1 | 1 | 1
18 | 5 | 5 | 5 | 18 | 0.5 | 0.5 | 0.5 | 1 | 1 | 1 | 1 | 1 | 1
19 | 10 | 10 | 10 | 19 | 0.8 | 0.8 | 0.8 | 1 | 1 | 1 | 1 | 1 | 1
20 | 10 | 10 | 10 | 20 | 0.8 | 0.8 | 0.8 | 1 | 1 | 1 | 1 | 1 | 1
21 | 10 | 10 | 10 | 21 | 0.5 | 0.5 | 0.5 | 1 | 1 | 1 | 1 | 1 | 1
22 | 10 | 10 | 10 | 22 | 0.2 | 0.2 | 0.2 | 1 | 1 | 1 | 1 | 1 | 1
23 | 5 | 5 | 5 | 23 | 0.2 | 0.2 | 0.2 | 1 | 1 | 1 | 1 | 1 | 1
24 | 5 | 5 | 5 | 24 | 0 | 0 | 0 | 0 | 0 | 0 | 0 | 0 | 0
TOT | 120 | 120 | 120

## BAR (hidden)
Type |  |  | BLDNGCAT_BAR
Description |  |  | Bar
Comments |  |  | E.4.(3)
Prelievo acqua calda sanitaria |  |  |  | Occupants |  |  |  |  | DHW operation |  |  | HS operation
| Weekdays | Saturday | Sunday / festivity |  | Weekdays | Saturday | Sunday / festivity |  |  |  | Anticipo | 3
h |  |  |  | h
1 | 0 | 0 | 0 | 1 | 0 | 0 | 0 | 0 | 0 | 0 | 0 | 0 | 0
2 | 0 | 0 | 0 | 2 | 0 | 0 | 0 | 0 | 0 | 0 | 0 | 0 | 0
3 | 0 | 0 | 0 | 3 | 0 | 0 | 0 | 0 | 0 | 0 | 1 | 1 | 1
4 | 0 | 0 | 0 | 4 | 0 | 0 | 0 | 0 | 0 | 0 | 1 | 1 | 1
5 | 0 | 0 | 0 | 5 | 0 | 0 | 0 | 0 | 0 | 0 | 1 | 1 | 1
6 | 5 | 5 | 5 | 6 | 0.3 | 0.3 | 0.3 | 1 | 1 | 1 | 1 | 1 | 1
7 | 10 | 10 | 10 | 7 | 0.8 | 0.8 | 0.8 | 1 | 1 | 1 | 1 | 1 | 1
8 | 10 | 10 | 10 | 8 | 1 | 1 | 1 | 1 | 1 | 1 | 1 | 1 | 1
9 | 5 | 5 | 5 | 9 | 1 | 1 | 1 | 1 | 1 | 1 | 1 | 1 | 1
10 | 2 | 2 | 2 | 10 | 0.5 | 0.5 | 0.5 | 1 | 1 | 1 | 1 | 1 | 1
11 | 2 | 2 | 2 | 11 | 0.5 | 0.5 | 0.5 | 1 | 1 | 1 | 1 | 1 | 1
12 | 5 | 5 | 5 | 12 | 0.5 | 0.5 | 0.5 | 1 | 1 | 1 | 1 | 1 | 1
13 | 10 | 10 | 10 | 13 | 0.5 | 0.5 | 0.5 | 1 | 1 | 1 | 1 | 1 | 1
14 | 10 | 10 | 10 | 14 | 0.8 | 0.8 | 0.8 | 1 | 1 | 1 | 1 | 1 | 1
15 | 5 | 5 | 5 | 15 | 0.2 | 0.2 | 0.2 | 1 | 1 | 1 | 1 | 1 | 1
16 | 2 | 2 | 2 | 16 | 0.2 | 0.2 | 0.2 | 1 | 1 | 1 | 1 | 1 | 1
17 | 2 | 2 | 2 | 17 | 0.2 | 0.2 | 0.2 | 1 | 1 | 1 | 1 | 1 | 1
18 | 3 | 3 | 3 | 18 | 0.5 | 0.5 | 0.5 | 1 | 1 | 1 | 1 | 1 | 1
19 | 10 | 10 | 10 | 19 | 0.8 | 0.8 | 0.8 | 1 | 1 | 1 | 1 | 1 | 1
20 | 10 | 10 | 10 | 20 | 0.8 | 0.8 | 0.8 | 1 | 1 | 1 | 1 | 1 | 1
21 | 5 | 5 | 5 | 21 | 0.5 | 0.5 | 0.5 | 1 | 1 | 1 | 1 | 1 | 1
22 | 2 | 2 | 2 | 22 | 0.2 | 0.2 | 0.2 | 1 | 1 | 1 | 1 | 1 | 1
23 | 2 | 2 | 2 | 23 | 0.2 | 0.2 | 0.2 | 1 | 1 | 1 | 1 | 1 | 1
24 | 0 | 0 | 0 | 24 | 0 | 0 | 0 | 0 | 0 | 0 | 0 | 0 | 0
TOT | 100 | 100 | 100

## SPORT (hidden)
Type |  |  | BLDNGCAT_SPORT
Description |  |  | Sports facilities
Comments |  |  | E.6
Prelievo acqua calda sanitaria |  |  |  | Occupants |  |  |  |  | DHW operation |  |  | HS operation
| Weekdays | Saturday | Sunday / festivity |  | Weekdays | Saturday | Sunday / festivity |  |  |  | Anticipo | 3
h |  |  |  | h
1 | 0 | 0 | 0 | 1 | 0 | 0 | 0 | 0 | 0 | 0 | 0 | 0 | 0
2 | 0 | 0 | 0 | 2 | 0 | 0 | 0 | 0 | 0 | 0 | 0 | 0 | 0
3 | 0 | 0 | 0 | 3 | 0 | 0 | 0 | 0 | 0 | 0 | 0 | 0 | 0
4 | 0 | 0 | 0 | 4 | 0 | 0 | 0 | 0 | 0 | 0 | 0 | 0 | 0
5 | 0 | 0 | 0 | 5 | 0 | 0 | 0 | 0 | 0 | 0 | 0 | 0 | 0
6 | 0 | 0 | 0 | 6 | 0 | 0 | 0 | 0 | 0 | 0 | 0 | 0 | 0
7 | 0 | 0 | 0 | 7 | 0 | 0 | 0 | 0 | 0 | 0 | 1 | 1 | 1
8 | 0 | 0 | 0 | 8 | 0 | 0 | 0 | 0 | 0 | 0 | 1 | 1 | 1
9 | 0 | 0 | 0 | 9 | 0 | 0 | 0 | 0 | 0 | 0 | 1 | 1 | 1
10 | 2 | 2 | 2 | 10 | 0.2 | 0.2 | 0.2 | 1 | 1 | 1 | 1 | 1 | 1
11 | 2 | 2 | 2 | 11 | 0.2 | 0.2 | 0.2 | 1 | 1 | 1 | 1 | 1 | 1
12 | 10 | 10 | 10 | 12 | 0.8 | 0.8 | 0.8 | 1 | 1 | 1 | 1 | 1 | 1
13 | 10 | 10 | 10 | 13 | 0.8 | 0.8 | 0.8 | 1 | 1 | 1 | 1 | 1 | 1
14 | 2 | 2 | 2 | 14 | 0.5 | 0.5 | 0.5 | 1 | 1 | 1 | 1 | 1 | 1
15 | 2 | 2 | 2 | 15 | 0.5 | 0.8 | 0.5 | 1 | 1 | 1 | 1 | 1 | 1
16 | 2 | 2 | 2 | 16 | 0.5 | 0.8 | 0.5 | 1 | 1 | 1 | 1 | 1 | 1
17 | 5 | 5 | 5 | 17 | 0.5 | 0.8 | 0.5 | 1 | 1 | 1 | 1 | 1 | 1
18 | 10 | 10 | 10 | 18 | 0.8 | 0.8 | 0.8 | 1 | 1 | 1 | 1 | 1 | 1
19 | 10 | 10 | 10 | 19 | 1 | 1 | 1 | 1 | 1 | 1 | 1 | 1 | 1
20 | 10 | 10 | 10 | 20 | 1 | 1 | 1 | 1 | 1 | 1 | 1 | 1 | 1
21 | 15 | 15 | 15 | 21 | 1 | 1 | 1 | 1 | 1 | 1 | 1 | 1 | 1
22 | 20 | 20 | 20 | 22 | 0.5 | 0.5 | 0.5 | 1 | 1 | 1 | 1 | 1 | 1
23 | 0 | 0 | 0 | 23 | 0 | 0 | 0 | 0 | 0 | 0 | 0 | 0 | 0
24 | 0 | 0 | 0 | 24 | 0 | 0 | 0 | 0 | 0 | 0 | 0 | 0 | 0
TOT | 100 | 100 | 100

## vendite dettaglio (hidden)
Type |  |  | BLDNGCAT_RETAIL
Description |  |  | dettaglio
Comments |  |  | E.5
Prelievo acqua calda sanitaria |  |  |  | Occupants |  |  |  |  | DHW operation |  |  | HS operation
| Weekdays | Saturday | Sunday / festivity |  | Weekdays | Saturday | Sunday / festivity |  |  |  | Anticipo | 3
h |  |  |  | h
1 | 0 | 0 | 0 | 1 | 0 | 0 | 0 | 0 | 0 | 0 | 0 | 0 | 0
2 | 0 | 0 | 0 | 2 | 0 | 0 | 0 | 0 | 0 | 0 | 0 | 0 | 0
3 | 0 | 0 | 0 | 3 | 0 | 0 | 0 | 0 | 0 | 0 | 0 | 0 | 0
4 | 0 | 0 | 0 | 4 | 0 | 0 | 0 | 0 | 0 | 0 | 0 | 0 | 0
5 | 0 | 0 | 0 | 5 | 0 | 0 | 0 | 0 | 0 | 0 | 0 | 0 | 0
6 | 0 | 0 | 0 | 6 | 0 | 0 | 0 | 0 | 0 | 0 | 0 | 0 | 0
7 | 0 | 0 | 0 | 7 | 0 | 0 | 0 | 0 | 0 | 0 | 1 | 1 | 0
8 | 0 | 0 | 0 | 8 | 0 | 0 | 0 | 0 | 0 | 0 | 1 | 1 | 0
9 | 0 | 0 | 0 | 9 | 0 | 0 | 0 | 0 | 0 | 0 | 1 | 1 | 0
10 | 5 | 10 | 0 | 10 | 0.5 | 0.8 | 0 | 1 | 1 | 0 | 1 | 1 | 0
11 | 10 | 10 | 0 | 11 | 0.5 | 0.8 | 0 | 1 | 1 | 0 | 1 | 1 | 0
12 | 10 | 10 | 0 | 12 | 0.8 | 0.8 | 0 | 1 | 1 | 0 | 1 | 1 | 0
13 | 10 | 5 | 0 | 13 | 0.8 | 0.5 | 0 | 1 | 1 | 0 | 1 | 1 | 0
14 | 10 | 5 | 0 | 14 | 0.5 | 0.5 | 0 | 1 | 1 | 0 | 1 | 1 | 0
15 | 5 | 10 | 0 | 15 | 0.5 | 1 | 0 | 1 | 1 | 0 | 1 | 1 | 0
16 | 5 | 15 | 0 | 16 | 0.5 | 1 | 0 | 1 | 1 | 0 | 1 | 1 | 0
17 | 5 | 15 | 0 | 17 | 0.5 | 1 | 0 | 1 | 1 | 0 | 1 | 1 | 0
18 | 10 | 15 | 0 | 18 | 0.8 | 1 | 0 | 1 | 1 | 0 | 1 | 1 | 0
19 | 10 | 10 | 0 | 19 | 0.8 | 1 | 0 | 1 | 1 | 0 | 1 | 1 | 0
20 | 0 | 0 | 0 | 20 | 0 | 0 | 0 | 0 | 0 | 0 | 0 | 0 | 0
21 | 0 | 0 | 0 | 21 | 0 | 0 | 0 | 0 | 0 | 0 | 0 | 0 | 0
22 | 0 | 0 | 0 | 22 | 0 | 0 | 0 | 0 | 0 | 0 | 0 | 0 | 0
23 | 0 | 0 | 0 | 23 | 0 | 0 | 0 | 0 | 0 | 0 | 0 | 0 | 0
24 | 0 | 0 | 0 | 24 | 0 | 0 | 0 | 0 | 0 | 0 | 0 | 0 | 0
TOT | 80 | 105 | 0

## Vendite_grosse (hidden)
Type |  |  | BLDNGCAT_RETAIL
Description |  |  | centro commerciale
Comments |  |  | E.5
Prelievo acqua calda sanitaria |  |  |  | Occupants |  |  |  |  | DHW operation |  |  | HS operation
| Weekdays | Saturday | Sunday / festivity |  | Weekdays | Saturday | Sunday / festivity |  |  |  | Anticipo | 3
h |  |  |  | h
1 | 0 | 0 | 0 | 1 | 0 | 0 | 0 | 0 | 0 | 0 | 0 | 0 | 0
2 | 0 | 0 | 0 | 2 | 0 | 0 | 0 | 0 | 0 | 0 | 0 | 0 | 0
3 | 0 | 0 | 0 | 3 | 0 | 0 | 0 | 0 | 0 | 0 | 0 | 0 | 0
4 | 0 | 0 | 0 | 4 | 0 | 0 | 0 | 0 | 0 | 0 | 0 | 0 | 0
5 | 0 | 0 | 0 | 5 | 0 | 0 | 0 | 0 | 0 | 0 | 0 | 0 | 0
6 | 0 | 0 | 0 | 6 | 0 | 0 | 0 | 0 | 0 | 0 | 0 | 0 | 0
7 | 0 | 0 | 0 | 7 | 0 | 0 | 0 | 0 | 0 | 0 | 1 | 1 | 1
8 | 0 | 0 | 0 | 8 | 0 | 0 | 0 | 0 | 0 | 0 | 1 | 1 | 1
9 | 0 | 0 | 0 | 9 | 0 | 0 | 0 | 0 | 0 | 0 | 1 | 1 | 1
10 | 5 | 5 | 5 | 10 | 0.5 | 0.8 | 0.5 | 1 | 1 | 1 | 1 | 1 | 1
11 | 5 | 10 | 5 | 11 | 0.5 | 0.8 | 0.5 | 1 | 1 | 1 | 1 | 1 | 1
12 | 10 | 10 | 10 | 12 | 0.8 | 0.8 | 0.8 | 1 | 1 | 1 | 1 | 1 | 1
13 | 10 | 10 | 10 | 13 | 0.8 | 1 | 0.8 | 1 | 1 | 1 | 1 | 1 | 1
14 | 10 | 15 | 10 | 14 | 0.5 | 1 | 0.8 | 1 | 1 | 1 | 1 | 1 | 1
15 | 5 | 15 | 15 | 15 | 0.5 | 1 | 1 | 1 | 1 | 1 | 1 | 1 | 1
16 | 5 | 15 | 15 | 16 | 0.5 | 1 | 1 | 1 | 1 | 1 | 1 | 1 | 1
17 | 5 | 15 | 15 | 17 | 0.5 | 1 | 1 | 1 | 1 | 1 | 1 | 1 | 1
18 | 10 | 15 | 15 | 18 | 0.8 | 1 | 1 | 1 | 1 | 1 | 1 | 1 | 1
19 | 10 | 15 | 15 | 19 | 0.8 | 1 | 1 | 1 | 1 | 1 | 1 | 1 | 1
20 | 10 | 10 | 10 | 20 | 0.5 | 0.8 | 0.8 | 1 | 1 | 1 | 1 | 1 | 1
21 | 0 | 0 | 0 | 21 | 0 | 0 | 0 | 0 | 0 | 0 | 0 | 0 | 0
22 | 0 | 0 | 0 | 22 | 0 | 0 | 0 | 0 | 0 | 0 | 0 | 0 | 0
23 | 0 | 0 | 0 | 23 | 0 | 0 | 0 | 0 | 0 | 0 | 0 | 0 | 0
24 | 0 | 0 | 0 | 24 | 0 | 0 | 0 | 0 | 0 | 0 | 0 | 0 | 0
TOT | 85 | 135 | 125

## AMUSM (hidden)
Type |  |  | BLDNGCAT_AMUSM
Description |  |  | Cinema, theatres and amusement buildings
Comments |  |  | E.4.(1) - E.4.(3)
Prelievo acqua calda sanitaria |  |  |  | Occupants |  |  |  |  | DHW operation |  |  | HS operation
| Weekdays | Saturday | Sunday / festivity |  | Weekdays | Saturday | Sunday / festivity |  |  |  | Anticipo | 3
h |  |  |  | h
1 | 0 | 0 | 10 | 1 | 0 | 0 | 0.8 | 0 | 0 | 1 | 0 | 0 | 1
2 | 0 | 0 | 0 | 2 | 0 | 0 | 0 | 0 | 0 | 0 | 0 | 0 | 0
3 | 0 | 0 | 0 | 3 | 0 | 0 | 0 | 0 | 0 | 0 | 0 | 0 | 0
4 | 0 | 0 | 0 | 4 | 0 | 0 | 0 | 0 | 0 | 0 | 0 | 0 | 0
5 | 0 | 0 | 0 | 5 | 0 | 0 | 0 | 0 | 0 | 0 | 0 | 0 | 0
6 | 0 | 0 | 0 | 6 | 0 | 0 | 0 | 0 | 0 | 0 | 0 | 0 | 0
7 | 0 | 0 | 0 | 7 | 0 | 0 | 0 | 0 | 0 | 0 | 0 | 0 | 0
8 | 0 | 0 | 0 | 8 | 0 | 0 | 0 | 0 | 0 | 0 | 0 | 0 | 0
9 | 0 | 0 | 0 | 9 | 0 | 0 | 0 | 0 | 0 | 0 | 0 | 0 | 0
10 | 0 | 0 | 0 | 10 | 0 | 0 | 0 | 0 | 0 | 0 | 0 | 0 | 0
11 | 0 | 0 | 0 | 11 | 0 | 0 | 0 | 0 | 0 | 0 | 0 | 0 | 0
12 | 0 | 0 | 0 | 12 | 0 | 0 | 0 | 0 | 0 | 0 | 0 | 1 | 1
13 | 0 | 0 | 0 | 13 | 0 | 0 | 0 | 0 | 0 | 0 | 0 | 1 | 1
14 | 0 | 0 | 0 | 14 | 0 | 0 | 0 | 0 | 0 | 0 | 0 | 1 | 1
15 | 0 | 5 | 5 | 15 | 0 | 0.5 | 0.5 | 0 | 1 | 1 | 1 | 1 | 1
16 | 0 | 5 | 5 | 16 | 0 | 0.5 | 0.5 | 0 | 1 | 1 | 1 | 1 | 1
17 | 0 | 5 | 5 | 17 | 0 | 0.5 | 0.5 | 0 | 1 | 1 | 1 | 1 | 1
18 | 5 | 10 | 10 | 18 | 0.8 | 0.8 | 0.8 | 1 | 1 | 1 | 1 | 1 | 1
19 | 10 | 10 | 10 | 19 | 0.8 | 0.8 | 0.8 | 1 | 1 | 1 | 1 | 1 | 1
20 | 10 | 10 | 10 | 20 | 0.8 | 0.8 | 0.8 | 1 | 1 | 1 | 1 | 1 | 1
21 | 10 | 10 | 10 | 21 | 0.8 | 0.8 | 0.8 | 1 | 1 | 1 | 1 | 1 | 1
22 | 15 | 15 | 15 | 22 | 1 | 1 | 1 | 1 | 1 | 1 | 1 | 1 | 1
23 | 15 | 15 | 15 | 23 | 1 | 1 | 1 | 1 | 1 | 1 | 1 | 1 | 1
24 | 15 | 15 | 15 | 24 | 1 | 1 | 1 | 1 | 1 | 1 | 1 | 1 | 1
TOT | 80 | 100 | 110

## REL (hidden)
Type |  |  | BLDNGCAT_REL
Description |  |  | Religious buildings
Comments |  |  | E.4.(2)
Prelievo acqua calda sanitaria |  |  |  | Occupants |  |  |  |  | DHW operation |  |  | HS operation
| Weekdays | Saturday | Sunday / festivity |  | Weekdays | Saturday | Sunday / festivity |  |  |  | Anticipo | 3
h |  |  |  | h
1 | 0 | 0 | 0 | 1 | 0 | 0 | 0 | 0 | 0 | 0 | 0 | 0 | 0
2 | 0 | 0 | 0 | 2 | 0 | 0 | 0 | 0 | 0 | 0 | 0 | 0 | 0
3 | 0 | 0 | 0 | 3 | 0 | 0 | 0 | 0 | 0 | 0 | 0 | 0 | 0
4 | 0 | 0 | 0 | 4 | 0 | 0 | 0 | 0 | 0 | 0 | 0 | 0 | 0
5 | 0 | 0 | 0 | 5 | 0 | 0 | 0 | 0 | 0 | 0 | 0 | 0 | 0
6 | 0 | 0 | 0 | 6 | 0 | 0 | 0 | 0 | 0 | 0 | 1 | 1 | 1
7 | 0 | 0 | 0 | 7 | 0 | 0 | 0 | 0 | 0 | 0 | 1 | 1 | 1
8 | 0 | 0 | 0 | 8 | 0 | 0 | 0 | 0 | 0 | 0 | 1 | 1 | 1
9 | 10 | 10 | 10 | 9 | 0.2 | 0.2 | 0.2 | 1 | 1 | 1 | 1 | 1 | 1
10 | 0 | 0 | 0 | 10 | 0 | 0 | 0 | 0 | 0 | 0 | 0 | 0 | 1
11 | 0 | 0 | 30 | 11 | 0 | 0 | 1 | 0 | 0 | 1 | 0 | 0 | 1
12 | 0 | 0 | 30 | 12 | 0 | 0 | 1 | 0 | 0 | 1 | 0 | 0 | 1
13 | 0 | 0 | 0 | 13 | 0 | 0 | 0 | 0 | 0 | 0 | 0 | 0 | 0
14 | 0 | 0 | 0 | 14 | 0 | 0 | 0 | 0 | 0 | 0 | 0 | 0 | 0
15 | 0 | 0 | 0 | 15 | 0 | 0 | 0 | 0 | 0 | 0 | 0 | 1 | 1
16 | 0 | 0 | 0 | 16 | 0 | 0 | 0 | 0 | 0 | 0 | 0 | 1 | 1
17 | 0 | 0 | 0 | 17 | 0 | 0 | 0 | 0 | 0 | 0 | 0 | 1 | 1
18 | 0 | 20 | 10 | 18 | 0 | 0.7 | 0.7 | 0 | 1 | 1 | 0 | 1 | 1
19 | 0 | 20 | 10 | 19 | 0 | 0.7 | 0.7 | 0 | 1 | 1 | 0 | 1 | 1
20 | 0 | 0 | 0 | 20 | 0 | 0 | 0 | 0 | 0 | 0 | 0 | 0 | 0
21 | 0 | 0 | 0 | 21 | 0 | 0 | 0 | 0 | 0 | 0 | 0 | 0 | 0
22 | 0 | 0 | 0 | 22 | 0 | 0 | 0 | 0 | 0 | 0 | 0 | 0 | 0
23 | 0 | 0 | 0 | 23 | 0 | 0 | 0 | 0 | 0 | 0 | 0 | 0 | 0
24 | 0 | 0 | 0 | 24 | 0 | 0 | 0 | 0 | 0 | 0 | 0 | 0 | 0
TOT | 10 | 50 | 90

## INDUS (hidden)
Type |  |  | BLDNGCAT_INDUS
Description |  |  | Industrial - Warehouse - Workshops -Etc.
Comments |  |  | E.8
Prelievo acqua calda sanitaria |  |  |  | Occupants |  |  |  |  | DHW operation |  |  | HS operation
| Weekdays | Saturday | Sunday / festivity |  | Weekdays | Saturday | Sunday / festivity |  |  |  | Anticipo | 3
h |  |  |  | h
1 | 0 | 0 | 0 | 1 | 0 | 0 | 0 | 0 | 0 | 0 | 0 | 0 | 0
2 | 0 | 0 | 0 | 2 | 0 | 0 | 0 | 0 | 0 | 0 | 0 | 0 | 0
3 | 0 | 0 | 0 | 3 | 0 | 0 | 0 | 0 | 0 | 0 | 0 | 0 | 0
4 | 0 | 0 | 0 | 4 | 0 | 0 | 0 | 0 | 0 | 0 | 0 | 0 | 0
5 | 0 | 0 | 0 | 5 | 0 | 0 | 0 | 0 | 0 | 0 | 0 | 0 | 0
6 | 0 | 0 | 0 | 6 | 0 | 0 | 0 | 0 | 0 | 0 | 1 | 0 | 0
7 | 0 | 0 | 0 | 7 | 0 | 0 | 0 | 0 | 0 | 0 | 1 | 0 | 0
8 | 0 | 0 | 0 | 8 | 0 | 0 | 0 | 0 | 0 | 0 | 1 | 0 | 0
9 | 2 | 0 | 0 | 9 | 0.5 | 0 | 0 | 1 | 0 | 0 | 1 | 0 | 0
10 | 2 | 0 | 0 | 10 | 1 | 0 | 0 | 1 | 0 | 0 | 1 | 0 | 0
11 | 2 | 0 | 0 | 11 | 1 | 0 | 0 | 1 | 0 | 0 | 1 | 0 | 0
12 | 5 | 0 | 0 | 12 | 1 | 0 | 0 | 1 | 0 | 0 | 1 | 0 | 0
13 | 10 | 0 | 0 | 13 | 0.5 | 0 | 0 | 1 | 0 | 0 | 1 | 0 | 0
14 | 5 | 0 | 0 | 14 | 1 | 0 | 0 | 1 | 0 | 0 | 1 | 0 | 0
15 | 2 | 0 | 0 | 15 | 1 | 0 | 0 | 1 | 0 | 0 | 1 | 0 | 0
16 | 2 | 0 | 0 | 16 | 1 | 0 | 0 | 1 | 0 | 0 | 1 | 0 | 0
17 | 30 | 0 | 0 | 17 | 1 | 0 | 0 | 1 | 0 | 0 | 1 | 0 | 0
18 | 40 | 0 | 0 | 18 | 0.5 | 0 | 0 | 1 | 0 | 0 | 1 | 0 | 0
19 | 0 | 0 | 0 | 19 | 0 | 0 | 0 | 0 | 0 | 0 | 0 | 0 | 0
20 | 0 | 0 | 0 | 20 | 0 | 0 | 0 | 0 | 0 | 0 | 0 | 0 | 0
21 | 0 | 0 | 0 | 21 | 0 | 0 | 0 | 0 | 0 | 0 | 0 | 0 | 0
22 | 0 | 0 | 0 | 22 | 0 | 0 | 0 | 0 | 0 | 0 | 0 | 0 | 0
23 | 0 | 0 | 0 | 23 | 0 | 0 | 0 | 0 | 0 | 0 | 0 | 0 | 0
24 | 0 | 0 | 0 | 24 | 0 | 0 | 0 | 0 | 0 | 0 | 0 | 0 | 0
TOT | 100 | 0 | 0